## Title Page
Water Demand Calculator for Estimating Peak Water Demand for Indoor Residential Water Use Version 2.1 March, 2021
Authors: Steven Buchberger, (PE), PhD - Professor, Civil and Environmental Engineering, University of Cincinnati Toritseju Omaghomi, PhD - Environmental Engineering, University of Cincinnati Timothy Wolfe (PE) - Director, Plumbing Engineering, TRC Worldwide Engineering – MEP, LLC Jason Hewitt (PE) - Seattle Office Manager, CB Engineers - P.E., CPD, LEED AP Daniel Cole - Chair - Sr. Director of Technical Services, International Association of Plumbing and Mechanical Officials (IAPMO).
Abstract: The Water Demand Calculator (WDC) is an application that computes the 99th percentile of the instantaneous water demand expected during the period of peak indoor use in a residential building that is fitted with efficient (water conserving) fixtures. The WDC can be applied to estimate peak demand in residential buildings ranging from single family homes to large multi-family apartments and condominium complexes. The user provides the number and the flow rate for each type of indoor fixture in the residential building. The WDC summarizes the input data and returns an estimate of the corresponding 99th percentile of the instantaneous water demand.
Acknowledgments: Sponsors - International Association of Plumbing and Mechanical Officials (IAPMO), Water Quality Association (WQA), American Society of Plumbing Engineers (ASPE) Code: Developed By Toritseju Omaghomi
System Requirements: The Water Demand Calculator is a Microsoft Office Excel file and requires a compatible version of Excel 2009 or later to prevent loss of functionality. This file also uses active content (macros). When downloading this file, Microsoft Office has security features causing a message bar to appear warning that the active content may contain viruses and other security hazards that could harm your computer or your organization’s network and that the macros have been disabled. This does not mean that viruses have been detected. It only means that active content has been detected and the user is being warned. Since the source file comes from IAPMO, the file can be trusted and the macros can be enabled. You may need to change the settings in the Trust Center on your computer (find this in the Options section of Microsoft Office applications). Once the file is trusted, the warning will no longer appear. You may also need to check with your company's System's Administrator for security permission to download a file with macros.
Disclaimer: Although care has been taken to ensure the accuracy, completeness and reliability of the Water Demand Calculator (“Calculator”), neither IAPMO nor any other party makes any warranties, express or implied, or representations as to the accuracy of the Calculator. Neither IAPMO nor any other party assumes any liability or responsibility for any error or omissions in the information contained in or output by the Calculator. Neither IAPMO nor any other party assumes any responsibility for the consequences of use of such information, nor for any infringement of third party intellectual property rights which may result from its use.
Visit IAPMO web site for more information at
http://www.iapmo.org/WEStand/Pages/WaterDemandCalculator.aspx

## Key
If visible, fixture combination has changed.
Therefore run water demand calculator for a new result.
If visible, there is an entry for "Other fixture".
Enter appropriate fixture p-value and flow rate (GPM, LPM, or LPS).
Select from these units of measurement:
GPM - Gallons per minute, LPM - Liters per minute, LPS - Liters per second.
Click to reset number of fixtures
Enter Total Number of Apartments in the Building (integer ≥1)
NOTE: This value does not affect the results in this calculation; however, the Total Number of Apartments in Building must be ≥ the Total Apartments in this Calculation.
Click to Select Building Type
Enter Number of Apartments
Considered in this Calculation.
(integer ≥1)
Downloads the current result to a file named WDCResults-DDMMYY-hhmmss.txt in the "Downloads" folder.
White cells accept input values.
NOTE: Active cells are highlighted in yellow
Demand flow in the selected units of measurement.
Probability of no fixtures in use at any instant.
Average number of fixtures in use at any instant.
Sum of fixtures entered in the calculator.
Other types of fixtures.

## DemandEstimate
Water Demand Calculator (WDC v2.1)
PROJECT NAME : |  |  | - - - - - |  |  |  |  | 0 | 2024-03-15
| Click for Drop-down Menu → |  | Single-Family Residence |  |  |  |  | 0 | 45366.3939
| FIXTURE GROUPS | FIXTURE |  | ENTER TOTAL NUMBER OF FIXTURES | PROBABILITY OF USE (%) | ENTER FIXTURE FLOW RATE (GPM) | MAXIMUM RECOMMENDED FIXTURE FLOW RATE (GPM) |  | COMPUTED RESULTS FOR PEAK PERIOD CONDITIONS
Single-Family Residence
Multi-Family Building
| Bathroom Fixtures | 1 | Bathtub (no Shower) | 0 | 1 | 5.5 | 5.5
|  | 2 | Bidet | 0 | 1 | 2 | 2 |  | Total No. of Fixtures in Calculation
|  | 3 | Combination Bath/Shower | 0 | 5.5 | 5.5 | 5.5
|  | 4 | Faucet, Lavatory | 0 | 2 | 1.5 | 1.5
|  | 5 | Shower, per head (no Bathtub) | 0 | 4.5 | 2 | 2 |  | 99th Percentile Demand Flow
|  | 6 | Water Closet, 1.28 GPF Gravity Tank | 0 | 1 | 3 | 3
| Kitchen Fixtures | 7 | Dishwasher | 0 | 0.5 | 1.3 | 1.3 |  |  | FALSE | TRUE | FALSE | 0
|  | 8 | Faucet, Kitchen Sink | 0 | 2 | 2.2 | 2.2 |  | Hunter Number | FALSE | TRUE | FALSE
| Laundry Room Fixtures | 9 | Clothes Washer | 0 | 5.5 | 3.5 | 3.5 |  |  | FALSE | TRUE | FALSE
|  | 10 | Faucet, Laundry | 0 | 2 | 2 | 2
| Bar/Prep Fixtures | 11 | Faucet, Bar Sink | 0 | 2 | 1.5 | 1.5 |  | Stagnation Probability
| Other Fixtures | 12 | Fixture 1 | 0 | 0 | 0 | 6
|  | 13 | Fixture 2 | 0 | 0 | 0 | 6
|  | 14 | Fixture 3 | 0 | 0 | 0 | 6
|  |  | ↓ Select Units for Water Demand ↓ |  |  |  | ← CLICK BUTTON ←
RESET
WDC
RUN
WDC
DOWNLOAD
RESULT

## Results (hidden)
WDC v2.0 Results
______________________________________________________
Project Name: | - - - - -
Building Type: | Single-Family | 1
Number of Apartments in Building: | 1
Number of Apartments in Calculation: | 1
Fixture Count in Calculation: | 0
99th Percentile Demand Estimate: | 0
Peak Period Hunter Number: | 0
Peak Period Stagnation Probability: | 0
______________________________________________________
END

## UnitConversion (hidden)
GPM | GPM | LPM | LPS
1-Imperial (gallons/minute); 0 - SI units (Liters/minute); 2 - SI units (Liters/seconds); | 1 |  |  | imperial |  | SI (Metric)
CURRENT SELECTION |  |  |  | 1 |  | 0 | 2
| GPM = |  |  | GPM = |  | LPM = | LPS = | ENTER FIXTURE FLOW RATE (GPM) | MAXIMUM RECOMMENDED FIXTURE FLOW RATE (GPM)
ENTER FIXTURE FLOW RATE (GPM) | 5.5 |  | Bathtub (no Shower) | 5.5 |  | 20.8 | 0.35
MAXIMUM RECOMMENDED FIXTURE FLOW RATE (GPM) | 2 |  | Bidet | 2 |  | 7.6 | 0.13
| 5.5 |  | Combination Bath/Shower | 5.5 |  | 20.8 | 0.35
| 1.5 |  | Faucet, Lavatory | 1.5 |  | 5.7 | 0.09 | ENTER FIXTURE FLOW RATE (LPM) | MAXIMUM RECOMMENDED FIXTURE FLOW RATE (LPM)
| 2 |  | Shower, per head (no Bathtub) | 2 |  | 7.6 | 0.13
Water Closet, 1.28 GPF Gravity Tank | 3 |  | Water Closet, 1.28 GPF Gravity Tank | 3 | Water Closet, 4.8 LPF Gravity Tank | 11.4 | 0.19
| 1.3 |  | Dishwasher | 1.3 |  | 4.9 | 0.08
| 2.2 |  | Faucet, Kitchen Sink | 2.2 |  | 8.3 | 0.14 | ENTER FIXTURE FLOW RATE (LPS) | MAXIMUM RECOMMENDED FIXTURE FLOW RATE (LPS)
| 3.5 |  | Clothes Washer | 3.5 |  | 13.3 | 0.22
| 2 |  | Faucet, Laundry | 2 |  | 7.6 | 0.13
| 1.5 |  | Faucet, Bar Sink | 1.5 |  | 5.7 | 0.09
| 6 |  | Other Fixture 1 | 6 |  | 22.7 | 0.38
| 6 |  | Other Fixture 2 | 6 |  | 22.7 | 0.38
| 6 |  | Other Fixture 3 | 6 |  | 22.7 | 0.38
Minimum | 0.25 |  | Minimum | 0.25 |  | 1 | 0.015
maximum | 6 |  | maximum | 6 |  | 22.7 | 0.38

## MW (hidden)
[7 empty] | 99th Percentile demand flow in residential building | [12 empty] | SINGLE FAMILY BUILDING | [9 empty] | MULTI FAMILY BUILDING
|  |  |  | H > 0 | Fixture type | n | p | q | npq | np(1-p)q^2 | Po | nq |  | np | npq | [5 empty] | Bathroom Group with Bath/Shower Combo | [9 empty] | Bathroom Group with Bath/Shower Combo
Fixture | P1 | Ph; h ³ 2, .., 20 | P1 | 1 |  | Count | Probability | Flow rate | Mean Flow | Flow variance | Prob. No flow | Max possible flow | 1-Pnot |  |  | Old Npq | Current Npq |  |  |  | fixture | pulse | p | 1--p | q (gpm) |  | 0.99 |  | 5.5 |  | fixture | pulse | p | 1--p | q (gpm) |  | 0.99 |  | 5.5
Bathtub | 0.01 | 1.20 P1 h -0.25 | 0.01 | 0.01 | Bathtub (no Shower) | 0 | 0 | 0 | 0 | 0 | 1 | 0 | 1 | 0 | 0 | 0 | 0 | TRUE |  |  | lavatory | 1 | 0.02 | 0.98 | 1.5 | [5 empty] | lavatory | 1 | 0.02 | 0.98 | 1.5
Clothes washer | 0.055 | 0.95 P1 h -0.30 | 0.01 | 0.01 | Bidet | 0 | 0 | 0 | 0 | 0 | 1 | 0 | 1 | 0 | 0 | 0 | 0 | TRUE |  |  | toilet | 2 | 0.01 | 0.99 | 3 | [5 empty] | toilet | 2 | 0.01 | 0.99 | 3
Dishwasher | 0.005 | 1.00 P1 h -0.10 | 0.055 | 0.055 | Combination Bath/Shower | 0 | 0 | 0 | 0 | 0 | 1 | 0 | 1 | 0 | 0 | 0 | 0 | TRUE |  | Shower | combo low | 3a | 0.045 | 0.955 | 2 |  |  |  |  | Shower | combo low | 3a | 0.02 | 0.98 | 2
Faucet | 0.02 | 1.10 P1 h -0.15 | 0.02 | 0.02 | Faucet, Lavatory | 0 | 0 | 0 | 0 | 0 | 1 | 0 | 1 | 0 | 0 | 0 | 0 | TRUE |  | Tub | combo high | 3b | 0.01 | 0.99 | 5.5 |  |  |  |  | Tub | combo high | 3b | 0.01 | 0.99 | 5.5
Shower | 0.045 | 0.82 P1 h -0.30 | 0.045 | 0.045 | Shower, per head (no Bathtub) | 0 | 0 | 0 | 0 | 0 | 1 | 0 | 1 | 0 | 0 | 0.0351 | 0 | FALSE
Toilet | 0.01 | 0.75 P1 h -0.07 | 0.01 | 0.01 | Water Closet, 1.28 GPF Gravity Tank | 0 | 0 | 0 | 0 | 0 | 1 | 0 | 1 | 0 | 0 | 0.0076 | 0 | FALSE |  | Rank flow | Pulses | Prob | q (gpm) | BT f(q) | Sort rank | Sort BT f(q) | Sort Flow | BT F(q) |  | Rank flow | Pulses | Prob | q (gpm) | BT f(q) | Sort rank | Sort BT f(q) | Sort Flow | BT F(q)
|  |  | 0.005 | 0.005 | Dishwasher | 0 | 0 | 0 | 0 | 0 | 1 | 0 | 1 | 0 | 0 | 0.0004 | 0 | FALSE |  | 1 | 0 | 0.91684 | 0 | 0 | 1 | 0 | 0 | 0 |  | 1 | 0 | 0.94109 | 0 | 0 | 1 | 0 | 0 | 0
|  |  | 0.02 | 0.02 | Faucet, Kitchen Sink | 0 | 0 | 0 | 0 | 0 | 1 | 0 | 1 | 0 | 0 | 0.0084 | 0 | FALSE |  | 2 | 1 | 0.018711 | 1.5 | 0.225 | 2 | 0.225 | 1.5 | 0.225 |  | 2 | 1 | 0.019206 | 1.5 | 0.32604 | 2 | 0.32604 | 1.5 | 0.32604
|  |  | 0.055 | 0.055 | Clothes Washer | 0 | 0 | 0 | 0 | 0 | 1 | 0 | 1 | 0 | 0 | 0.0121 | 0 | FALSE |  | 4 | 2 | 0.009261 | 3 | 0.11136 | 3 | 0.52499 | 2 | 0.74999 |  | 4 | 2 | 0.009506 | 3 | 0.16138 | 3 | 0.32941 | 2 | 0.65545
|  |  | 0.02 | 0.02 | Faucet, Laundry | 0 | 0 | 0 | 0 | 0 | 1 | 0 | 1 | 0 | 0 | 0.0026 | 0 | FALSE |  | 3 | 3a | 0.043659 | 2 | 0.52499 | 4 | 0.11136 | 3 | 0.86135 |  | 3 | 3a | 0.019404 | 2 | 0.32941 | 4 | 0.16138 | 3 | 0.81683
|  |  | 0.02 | 0.02 | Faucet, Bar Sink | 0 | 0 | 0 | 0 | 0 | 1 | 0 | 1 | 0 | 0 | 0.0018 | 0 | FALSE |  | 8 | 3b | 0.009702 | 5.5 | 0.11667 | 5 | 0.010714 | 3.5 | 0.87207 |  | 8 | 3b | 0.009702 | 5.5 | 0.1647 | 5 | 0.0067226 | 3.5 | 0.82355
|  |  | 0 | 0 | Other Fixture 1 | 0 | 0 | 0 | 0 | 0 | 1 | 0 | 1 | 0 | 0 | 0 | 0 | TRUE |  | 6 | 1,2 | 0.000189 | 4.5 | 0.0022727 | 6 | 0.0022727 | 4.5 | 0.87434 |  | 6 | 1,2 | 0.000194 | 4.5 | 0.0032934 | 6 | 0.0032934 | 4.5 | 0.82684
|  |  | 0 | 0 | Other Fixture 2 | 0 | 0 | 0 | 0 | 0 | 1 | 0 | 1 | 0 | 0 | 0 | 0 | TRUE |  | 5 | 1,3a | 0.000891 | 3.5 | 0.010714 | 7 | 0.005303 | 5 | 0.87964 |  | 5 | 1,3a | 0.000396 | 3.5 | 0.0067226 | 7 | 0.0033273 | 5 | 0.83017
|  |  | 0 | 0 | Other Fixture 3 | 0 | 0 | 0 | 0 | 0 | 1 | 0 | 1 | 0 | 0 | 0 | 0 | TRUE |  | 10 | 1,3b | 0.000198 | 7 | 0.0023809 | 8 | 0.11667 | 5.5 | 0.99631 |  | 10 | 1,3b | 0.000198 | 7 | 0.0033613 | 8 | 0.1647 | 5.5 | 0.99487
[5 empty] | Total | 0 | 0 | 0 | 0 | 0 | 1 | 0 | 1 | 0 | 0 |  |  |  |  | 7 | 2,3a | 0.000441 | 5 | 0.005303 | 9 | 0.00010822 | 6.5 | 0.99642 |  | 7 | 2,3a | 0.000196 | 5 | 0.0033273 | 9 | 6.7905e-05 | 6.5 | 0.99494
|  |  |  | Percentile | Pnot | 1 |  | Busy time | #DIV/0! | #DIV/0! |  |  |  | 0 |  |  |  | FALSE |  | 11 | 2,3b | 9.8e-05 | 8.5 | 0.0011784 | 10 | 0.0023809 | 7 | 0.9988 |  | 11 | 2,3b | 9.8e-05 | 8.5 | 0.0016637 | 10 | 0.0033613 | 7 | 0.9983
|  |  |  | 99% | Z value | 2.3263 |  |  |  | #DIV/0! | [6 empty] | Check for changes | 0 | if 0, then it changed | 9 | 1,2,3a | 9e-06 | 6.5 | 0.00010822 | 11 | 0.0011784 | 8.5 | 0.99998 |  | 9 | 1,2,3a | 4e-06 | 6.5 | 6.7905e-05 | 11 | 0.0016637 | 8.5 | 0.99997
[5 empty] | Demand Q ( Wistort) | 0 | GPM | [12 empty] | 12 | 1,2,3b | 2e-06 | 10 | 2.405e-05 | 12 | 2.405e-05 | 10 | 1 |  | 12 | 1,2,3b | 2e-06 | 10 | 3.3952e-05 | 12 | 3.3952e-05 | 10 | 1
[5 empty] | Demand Q (Modified Wistort) | #DIV/0! | GPM | [5 empty] | 1-Po | (1-Po)*var | Po*mean^2 | avg p | #DIV/0! |  |  |  |  | 1 |  | 1 | [7 empty] | 1 |  | 1
|  |  | NP = | 0 | EE Macro | 0.47 | GPM | 99% |  |  |  |  | 0 | 0 | 0 | avg q | #DIV/0!
New arrangement | Old arrangement |  | Adjusted Z | 4.6527 | Adjusted Mod W | #DIV/0! | GPM | [8 empty] | qbar | #DIV/0!
Bathtub (no Shower) | Bar Sink |  |  |  | Q1Q3 | 0 | GPM
Bidet | Bathtub |  |  |  | Q1Q3Q6 | 0 | GPM
Combination Bath/Shower | Bidet |  |  |  | WSFU-UPC |  | GPM
Faucet, Lavatory | Clothes Washer |  |  |  | ASHRAE |  | GPM
Shower, per head (no Bathtub) | Combination Bath/Shower |  |  |  | Selected Peak Demand | 0
Water Closet, 1.28 GPF Gravity Tank | Dishwasher |  |  |  | SumN | 0
Dishwasher | Kitchen Faucet |  |  |  | Hunter number | 0
Faucet, Kitchen Sink | Laundry Faucet |  |  |  | Stagnationp prob | 0
Clothes Washer | Lavatory Faucet
Faucet, Laundry | Shower, per head
Faucet, Bar Sink | Water Closet, 1.28 GPF Gravity Tank

## P-Value_Selection (hidden)
Single-Family Residence
|  |  |  | H > 0 |  | Fixture type
|  |  | P1 | 1
1 |  |  | 0.01 | 0.01 | 0.01 | Bathtub (no Shower)
|  |  | 0.01 | 0.01 | 0.01 | Bidet
If 1, Single family residence | h = 1 ⁞⁞⁞ p(1) → | 1 | 0.055 | 0.055 | 0.055 | Combination Bath/Shower
Else Multi -Familiy Building | enter h → | 0 | 0.02 | 0.02 | 0.02 | Faucet, Lavatory
|  |  | 0.045 | 0.045 | 0.045 | Shower, per head (no Bathtub)
|  |  | 0.01 | 0.01 | 0.01 | Water Closet, 1.28 GPF Gravity Tank
Check if cell J4(DemandEstimate) is blank OR 0 | TRUE |  | 0.005 | 0.005 | 0.005 | Dishwasher
|  |  | 0.02 | 0.02 | 0.02 | Faucet, Kitchen Sink
|  |  | 0.055 | 0.055 | 0.055 | Clothes Washer
|  |  | 0.02 | 0.02 | 0.02 | Faucet, Laundry
|  |  | 0.02 | 0.02 | 0.02 | Faucet, Bar Sink
|  |  | 0 | 0 | 0 | Other Fixture 1
|  |  | 0 | 0 | 0 | Other Fixture 2
|  |  | 0 | 0 | 0 | Other Fixture 3
[6 empty] | 0.0038 | 0.0037947
[6 empty] | 0.0054 | 0.0054333
[6 empty] | 0.0139 | 0.013936
[6 empty] | 0.011 | 0.011026

## Fixturedetails (hidden)
|  |  | Final variables |  |  | Total N | Pnot | sum(np) | [19 empty] | n | Max ii | max np
Fixture index |  | N | p | q | pnot | 0 | 1 | 0 | [13 empty] | IPC |  | UPC |  | ASHRAE Mod.HC |  | 1 | 1 | 1
1 | 1 | 0 | 0 | 0 | 1 | [14 empty] | Fixture type | Number of fixtures | WSFU | WSFU | WSFU | WSFU | WSFU | WSFU | 2 | 2 | 2
2 | 1 | 0 | 0 | 0 | 1 | Flow ranks | [8 empty] | Spread Out | [6 empty] | units | project | units | project | units | project | 3 | 3 | 3
3 | 1 | 0 | 0 | 0 | 1 | Q1 | 0 | UniqueIndex | Fixtures | Rank | N | P | Q | Rank |  | N | P | Q |  | Bathtub (no Shower) | 0 | 10 | 0 | 10 | 0 | 1.5 | 0 | 4 | 4 | 4
4 | 1 | 0 | 0 | 0 | 1 | Q2 | 0 | 1 | Bathtub (no Shower) | 14 | 0 | 0 | 0 | 1400 | 100 | 0 | 0 | 0 | 1 | Bidet | 0 | 1 | 0 | 1 | 0 | 0.75 | 0 | 5 | 5 | 5
5 | 1 | 0 | 0 | 0 | 1 | Q3 | 0 | 2 | Bidet | 13 | 0 | 0 | 0 | 1399 | 99 | 0 | 0 | 0 |  | Combination Bath/Shower | 0 | 4 | 0 | 4 | 0 | 1.5 | 0 | 6 | 6 | 6
6 | 1 | 0 | 0 | 0 | 1 | Q4 | 0 | 3 | Combination Bath/Shower | 12 | 0 | 0 | 0 | 1398 | 98 | 0 | 0 | 0 |  | Faucet, Lavatory | 0 | 1.5 | 0 | 1.5 | 0 | 1.5 | 0 | 7 | 7 | 7
7 | 1 | 0 | 0 | 0 | 1 | Q5 | 0 | 4 | Faucet, Lavatory | 11 | 0 | 0 | 0 | 1397 | 97 | 0 | 0 | 0 |  | Shower, per head (no Bathtub) | 0 | 2 | 0 | 2 | 0 | 1.5 | 0 | 8 | 8 | 8
8 | 1 | 0 | 0 | 0 | 1 | Q6 | 0 | 5 | Shower, per head (no Bathtub) | 10 | 0 | 0 | 0 | 1396 | 96 | 0 | 0 | 0 |  | Water Closet, 1.28 GPF Gravity Tank | 0 | 2.5 | 0 | 2.5 | 0 | 0.75 | 0 | 9 | 9 | 9
9 | 1 | 0 | 0 | 0 | 1 | Q7 | 0 | 6 | Water Closet, 1.28 GPF Gravity Tank | 9 | 0 | 0 | 0 | 1395 | 95 | 0 | 0 | 0 |  | Dishwasher | 0 | 1.5 | 0 | 1.5 | 0 | 1.5 | 0 | 10 | 10 | 10
10 | 1 | 0 | 0 | 0 | 1 | Q8 | 0 | 7 | Dishwasher | 8 | 0 | 0 | 0 | 1394 | 94 | 0 | 0 | 0 |  | Faucet, Kitchen Sink | 0 | 1.5 | 0 | 1.5 | 0 | 0.75 | 0 | 11 | 11 | 11
11 | 1 | 0 | 0 | 0 | 1 |  |  | 8 | Faucet, Kitchen Sink | 7 | 0 | 0 | 0 | 1393 | 93 | 0 | 0 | 0 |  | Clothes Washer | 0 | 4 | 0 | 4 | 0 | 1.2 | 0 | 12 | 12 | 12
12 | 1 | 0 | 0 | 0 | 1 |  |  | 9 | Clothes Washer | 6 | 0 | 0 | 0 | 1392 | 92 | 0 | 0 | 0 |  | Faucet, Laundry | 0 | 1.5 | 0 | 1.5 | 0 | 1.5 | 0 | 13 | 13 | 13
13 | 1 | 0 | 0 | 0 | 1 |  |  | 10 | Faucet, Laundry | 5 | 0 | 0 | 0 | 1391 | 91 | 0 | 0 | 0 |  | Faucet, Bar Sink | 0 | 1 | 0 | 1 | 0 | 0.75 | 0 | 14 | 14 | 14
14 | 1 | 0 | 0 | 0 | 1 |  |  | 11 | Faucet, Bar Sink | 4 | 0 | 0 | 0 | 1390 | 90 | 0 | 0 | 0 |  | Other Fixture | 0 | [6 empty] | 15 | 15 | 15
15 | 1 | 0 | 0 | 0 | 1 |  |  | 12 | Other Fixture 1 | 3 | 0 | 0 | 0 | 1389 | 89 | 0 | 0 | 0 |  |  |  |  | 0 |  | 0 |  | 0 | 16 | 16 | 16
16 | 1 | 0 | 0 | 0 | 1 |  |  | 13 | Other Fixture 2 | 2 | 0 | 0 | 0 | 1388 | 88 | 0 | 0 | 0 | [9 empty] | 17 | 17 | 17
17 | 1 | 0 | 0 | 0 | 1 |  |  | 14 | Other Fixture 3 | 1 | 0 | 0 | 0 | 1387 | 87 | 0 | 0 | 0 | [9 empty] | 18 | 18 | 18
18 | 1 | 0 | 0 | 0 | 1 | [5 empty] | 0 |  |  | 1386 | 86 | 0 | 0 | 0 | [9 empty] | 19 | 19 | 19
19 | 1 | 0 | 0 | 0 | 1 | [8 empty] | 1385 | 85 | 0 | 0 | 0 | [9 empty] | 20 | 13 | 8.3
20 | 1 | 0 | 0 | 0 | 1 | [8 empty] | 1384 | 84 | 0 | 0 | 0 | [9 empty] | 21 | 9 | 4.7
21 | 1 | 0 | 0 | 0 | 1 |  |  |  | Order | multiple 1st | N |  |  | 1383 | 83 | 0 | 0 | 0 | [9 empty] | 22 | 8 | 3.9
22 | 1 | 0 | 0 | 0 | 1 |  |  |  | 1 | 1 | 0 | 0 | 0 | 1382 | 82 | 0 | 0 | 0 | [9 empty] | 23 | 8 | 3.9
23 | 1 | 0 | 0 | 0 | 1 |  |  |  | 2 | 1 | 0 | 0 | 0 | 1381 | 81 | 0 | 0 | 0 | [9 empty] | 24 | 7 | 3.1
24 | 1 | 0 | 0 | 0 | 1 |  |  |  | 3 | 1 | 0 | 0 | 0 | 1380 | 80 | 0 | 0 | 0 | [9 empty] | 25 | 7 | 3.1
25 | 1 | 0 | 0 | 0 | 1 |  |  |  | 4 | 1 | 0 | 0 | 0 | 1379 | 79 | 0 | 0 | 0 | [9 empty] | 26 | 7 | 3.1
26 | 1 | 0 | 0 | 0 | 1 |  |  |  | 5 | 1 | 0 | 0 | 0 | 1378 | 78 | 0 | 0 | 0 | [9 empty] | 27 | 6 | 2.4
27 | 1 | 0 | 0 | 0 | 1 |  |  |  | 6 | 1 | 0 | 0 | 0 | 1377 | 77 | 0 | 0 | 0 | [9 empty] | 28 | 6 | 2.4
28 | 1 | 0 | 0 | 0 | 1 |  |  |  | 7 | 1 | 0 | 0 | 0 | 1376 | 76 | 0 | 0 | 0 | [9 empty] | 29 | 6 | 2.4
29 | 1 | 0 | 0 | 0 | 1 |  |  |  | 8 | 1 | 0 | 0 | 0 | 1375 | 75 | 0 | 0 | 0 | [9 empty] | 30 | 6 | 2.4
30 | 1 | 0 | 0 | 0 | 1 |  |  |  | 9 | 1 | 0 | 0 | 0 | 1374 | 74 | 0 | 0 | 0 | [9 empty] | 31 | 6 | 2.4
31 | 1 | 0 | 0 | 0 | 1 |  |  |  | 10 | 1 | 0 | 0 | 0 | 1373 | 73 | 0 | 0 | 0 | [9 empty] | 32 | 5 | 1.8
32 | 1 | 0 | 0 | 0 | 1 |  |  |  | 11 | 1 | 0 | 0 | 0 | 1372 | 72 | 0 | 0 | 0 | [9 empty] | 33 | 5 | 1.8
33 | 1 | 0 | 0 | 0 | 1 |  |  |  | 12 | 1 | 0 | 0 | 0 | 1371 | 71 | 0 | 0 | 0 | [9 empty] | 34 | 5 | 1.8
34 | 1 | 0 | 0 | 0 | 1 |  |  |  | 13 | 1 | 0 | 0 | 0 | 1370 | 70 | 0 | 0 | 0 | [9 empty] | 35 | 5 | 1.8
35 | 1 | 0 | 0 | 0 | 1 |  |  |  | 14 | 1 | 0 | 0 | 0 | 1369 | 69 | 0 | 0 | 0 | [9 empty] | 36 | 5 | 1.8
36 | 1 | 0 | 0 | 0 | 1 | [5 empty] | 0 |  |  | 1368 | 68 | 0 | 0 | 0 | [9 empty] | 37 | 5 | 1.7
37 | 1 | 0 | 0 | 0 | 1 | [8 empty] | 1367 | 67 | 0 | 0 | 0 | [9 empty] | 38 | 5 | 1.7
38 | 1 | 0 | 0 | 0 | 1 | [8 empty] | 1366 | 66 | 0 | 0 | 0 | [9 empty] | 39 | 5 | 1.7
39 | 1 | 0 | 0 | 0 | 1 | [8 empty] | 1365 | 65 | 0 | 0 | 0 | [9 empty] | 40 | 5 | 1.7
40 | 1 | 0 | 0 | 0 | 1 | [8 empty] | 1364 | 64 | 0 | 0 | 0 | [9 empty] | 41 | 5 | 1.7
41 | 1 | 0 | 0 | 0 | 1 | [8 empty] | 1363 | 63 | 0 | 0 | 0 | [9 empty] | 42 | 5 | 1.7
42 | 1 | 0 | 0 | 0 | 1 | [8 empty] | 1362 | 62 | 0 | 0 | 0 | [9 empty] | 43 | 4 | 1.2
43 | 1 | 0 | 0 | 0 | 1 | [8 empty] | 1361 | 61 | 0 | 0 | 0 | [9 empty] | 44 | 4 | 1.2
44 | 1 | 0 | 0 | 0 | 1 | [8 empty] | 1360 | 60 | 0 | 0 | 0 | [9 empty] | 45 | 4 | 1.2
45 | 1 | 0 | 0 | 0 | 1 | [8 empty] | 1359 | 59 | 0 | 0 | 0 | [9 empty] | 46 | 4 | 1.2
46 | 1 | 0 | 0 | 0 | 1 | [8 empty] | 1358 | 58 | 0 | 0 | 0 | [9 empty] | 47 | 4 | 1.2
47 | 1 | 0 | 0 | 0 | 1 | [8 empty] | 1357 | 57 | 0 | 0 | 0 | [9 empty] | 48 | 4 | 1.2
48 | 1 | 0 | 0 | 0 | 1 | [8 empty] | 1356 | 56 | 0 | 0 | 0 | [9 empty] | 49 | 4 | 1.2
49 | 1 | 0 | 0 | 0 | 1 | [8 empty] | 1355 | 55 | 0 | 0 | 0 | [9 empty] | 50 | 4 | 1.2
50 | 1 | 0 | 0 | 0 | 1 | [8 empty] | 1354 | 54 | 0 | 0 | 0 | [9 empty] | 51 | 4 | 1.2
51 | 1 | 0 | 0 | 0 | 1 | [8 empty] | 1353 | 53 | 0 | 0 | 0 | [9 empty] | 52 | 4 | 1.2
52 | 1 | 0 | 0 | 0 | 1 | [8 empty] | 1352 | 52 | 0 | 0 | 0 | [9 empty] | 53 | 4 | 1.2
53 | 1 | 0 | 0 | 0 | 1 | [8 empty] | 1351 | 51 | 0 | 0 | 0 | [9 empty] | 54 | 4 | 1.2
54 | 1 | 0 | 0 | 0 | 1 | [8 empty] | 1350 | 50 | 0 | 0 | 0 | [9 empty] | 55 | 4 | 1.2
55 | 1 | 0 | 0 | 0 | 1 | [8 empty] | 1349 | 49 | 0 | 0 | 0 | [9 empty] | 56 | 4 | 1.2
56 | 1 | 0 | 0 | 0 | 1 | [8 empty] | 1348 | 48 | 0 | 0 | 0 | [9 empty] | 57 | 4 | 1.2
57 | 1 | 0 | 0 | 0 | 1 | [8 empty] | 1347 | 47 | 0 | 0 | 0 | [9 empty] | 58 | 4 | 1.2
58 | 1 | 0 | 0 | 0 | 1 | [8 empty] | 1346 | 46 | 0 | 0 | 0 | [9 empty] | 59 | 4 | 1.2
59 | 1 | 0 | 0 | 0 | 1 | [8 empty] | 1345 | 45 | 0 | 0 | 0 | [9 empty] | 60 | 4 | 1.2
60 | 1 | 0 | 0 | 0 | 1 | [8 empty] | 1344 | 44 | 0 | 0 | 0 | [9 empty] | 61 | 4 | 1.17
61 | 1 | 0 | 0 | 0 | 1 | [8 empty] | 1343 | 43 | 0 | 0 | 0 | [9 empty] | 62 | 4 | 1.17
62 | 1 | 0 | 0 | 0 | 1 | [8 empty] | 1342 | 42 | 0 | 0 | 0 | [9 empty] | 63 | 4 | 1.17
63 | 1 | 0 | 0 | 0 | 1 | [8 empty] | 1341 | 41 | 0 | 0 | 0 | [9 empty] | 64 | 4 | 1.17
64 | 1 | 0 | 0 | 0 | 1 | [8 empty] | 1340 | 40 | 0 | 0 | 0 | [9 empty] | 65 | 4 | 1.17
65 | 1 | 0 | 0 | 0 | 1 | [8 empty] | 1339 | 39 | 0 | 0 | 0 | [9 empty] | 66 | 4 | 1.17
66 | 1 | 0 | 0 | 0 | 1 | [8 empty] | 1338 | 38 | 0 | 0 | 0 | [9 empty] | 67 | 4 | 1.17
67 | 1 | 0 | 0 | 0 | 1 | [8 empty] | 1337 | 37 | 0 | 0 | 0 | [9 empty] | 68 | 4 | 1.17
68 | 1 | 0 | 0 | 0 | 1 | [8 empty] | 1336 | 36 | 0 | 0 | 0 | [9 empty] | 69 | 4 | 1.17
69 | 1 | 0 | 0 | 0 | 1 | [8 empty] | 1335 | 35 | 0 | 0 | 0 | [9 empty] | 70 | 4 | 1.17
70 | 1 | 0 | 0 | 0 | 1 | [8 empty] | 1334 | 34 | 0 | 0 | 0 | [9 empty] | 71 | 3 | 0.6
71 | 1 | 0 | 0 | 0 | 1 | [8 empty] | 1333 | 33 | 0 | 0 | 0 | [9 empty] | 72 | 3 | 0.6
72 | 1 | 0 | 0 | 0 | 1 | [8 empty] | 1332 | 32 | 0 | 0 | 0 | [9 empty] | 73 | 3 | 0.6
73 | 1 | 0 | 0 | 0 | 1 | [8 empty] | 1331 | 31 | 0 | 0 | 0 | [9 empty] | 74 | 3 | 0.6
74 | 1 | 0 | 0 | 0 | 1 | [8 empty] | 1330 | 30 | 0 | 0 | 0 | [9 empty] | 75 | 3 | 0.6
75 | 1 | 0 | 0 | 0 | 1 | [8 empty] | 1329 | 29 | 0 | 0 | 0 | [9 empty] | 76 | 3 | 0.6
76 | 1 | 0 | 0 | 0 | 1 | [8 empty] | 1328 | 28 | 0 | 0 | 0 | [9 empty] | 77 | 3 | 0.6
77 | 1 | 0 | 0 | 0 | 1 | [8 empty] | 1327 | 27 | 0 | 0 | 0 | [9 empty] | 78 | 3 | 0.6
78 | 1 | 0 | 0 | 0 | 1 | [8 empty] | 1326 | 26 | 0 | 0 | 0 | [9 empty] | 79 | 3 | 0.6
79 | 1 | 0 | 0 | 0 | 1 | [8 empty] | 1325 | 25 | 0 | 0 | 0 | [9 empty] | 80 | 3 | 0.6
80 | 1 | 0 | 0 | 0 | 1 | [8 empty] | 1324 | 24 | 0 | 0 | 0 | [9 empty] | 81 | 3 | 0.6
81 | 1 | 0 | 0 | 0 | 1 | [8 empty] | 1323 | 23 | 0 | 0 | 0 | [9 empty] | 82 | 3 | 0.6
82 | 1 | 0 | 0 | 0 | 1 | [8 empty] | 1322 | 22 | 0 | 0 | 0 | [9 empty] | 83 | 3 | 0.6
83 | 1 | 0 | 0 | 0 | 1 | [8 empty] | 1321 | 21 | 0 | 0 | 0 | [9 empty] | 84 | 3 | 0.6
84 | 1 | 0 | 0 | 0 | 1 | [8 empty] | 1320 | 20 | 0 | 0 | 0 | [9 empty] | 85 | 3 | 0.6
85 | 1 | 0 | 0 | 0 | 1 | [8 empty] | 1319 | 19 | 0 | 0 | 0 | [9 empty] | 86 | 3 | 0.6
86 | 1 | 0 | 0 | 0 | 1 | [8 empty] | 1318 | 18 | 0 | 0 | 0 | [9 empty] | 87 | 3 | 0.6
87 | 1 | 0 | 0 | 0 | 1 | [8 empty] | 1317 | 17 | 0 | 0 | 0 | [9 empty] | 88 | 3 | 0.6
88 | 1 | 0 | 0 | 0 | 1 | [8 empty] | 1316 | 16 | 0 | 0 | 0 | [9 empty] | 89 | 3 | 0.6
89 | 1 | 0 | 0 | 0 | 1 | [8 empty] | 1315 | 15 | 0 | 0 | 0 | [9 empty] | 90 | 3 | 0.6
90 | 1 | 0 | 0 | 0 | 1 | [8 empty] | 1314 | 14 | 0 | 0 | 0 | [9 empty] | 91 | 3 | 0.6
91 | 1 | 0 | 0 | 0 | 1 | [8 empty] | 1313 | 13 | 0 | 0 | 0 | [9 empty] | 92 | 3 | 0.6
92 | 1 | 0 | 0 | 0 | 1 | [8 empty] | 1312 | 12 | 0 | 0 | 0 | [9 empty] | 93 | 3 | 0.6
93 | 1 | 0 | 0 | 0 | 1 | [8 empty] | 1311 | 11 | 0 | 0 | 0 | [9 empty] | 94 | 3 | 0.6
94 | 1 | 0 | 0 | 0 | 1 | [8 empty] | 1310 | 10 | 0 | 0 | 0 | [9 empty] | 95 | 3 | 0.6
95 | 1 | 0 | 0 | 0 | 1 | [8 empty] | 1309 | 9 | 0 | 0 | 0 | [9 empty] | 96 | 3 | 0.6
96 | 1 | 0 | 0 | 0 | 1 | [8 empty] | 1308 | 8 | 0 | 0 | 0 | [9 empty] | 97 | 3 | 0.6
97 | 1 | 0 | 0 | 0 | 1 | [8 empty] | 1307 | 7 | 0 | 0 | 0 | [9 empty] | 98 | 3 | 0.6
98 | 1 | 0 | 0 | 0 | 1 | [8 empty] | 1306 | 6 | 0 | 0 | 0 | [9 empty] | 99 | 3 | 0.6
99 | 1 | 0 | 0 | 0 | 1 | [8 empty] | 1305 | 5 | 0 | 0 | 0 | [9 empty] | 100 | 3 | 0.6
100 | 1 | 0 | 0 | 0 | 1 | [8 empty] | 1304 | 4 | 0 | 0 | 0
101 | 1 | 0 | 0 | 0 | 1 | [8 empty] | 1303 | 3 | 0 | 0 | 0
102 | 1 | 0 | 0 | 0 | 1 | [8 empty] | 1302 | 2 | 0 | 0 | 0
103 | 1 | 0 | 0 | 0 | 1 | [8 empty] | 1301 | 1 | 0 | 0 | 0
104 | 1 | 0 | 0 | 0 | 1 | [8 empty] | 1300 | 100 | 0 | 0 | 0 | 2
105 | 1 | 0 | 0 | 0 | 1 | [8 empty] | 1299 | 99 | 0 | 0 | 0
106 | 1 | 0 | 0 | 0 | 1 | [8 empty] | 1298 | 98 | 0 | 0 | 0
107 | 1 | 0 | 0 | 0 | 1 | [8 empty] | 1297 | 97 | 0 | 0 | 0
108 | 1 | 0 | 0 | 0 | 1 | [8 empty] | 1296 | 96 | 0 | 0 | 0
109 | 1 | 0 | 0 | 0 | 1 | [8 empty] | 1295 | 95 | 0 | 0 | 0
110 | 1 | 0 | 0 | 0 | 1 | [8 empty] | 1294 | 94 | 0 | 0 | 0
111 | 1 | 0 | 0 | 0 | 1 | [8 empty] | 1293 | 93 | 0 | 0 | 0
112 | 1 | 0 | 0 | 0 | 1 | [8 empty] | 1292 | 92 | 0 | 0 | 0
113 | 1 | 0 | 0 | 0 | 1 | [8 empty] | 1291 | 91 | 0 | 0 | 0
114 | 1 | 0 | 0 | 0 | 1 | [8 empty] | 1290 | 90 | 0 | 0 | 0
115 | 1 | 0 | 0 | 0 | 1 | [8 empty] | 1289 | 89 | 0 | 0 | 0
116 | 1 | 0 | 0 | 0 | 1 | [8 empty] | 1288 | 88 | 0 | 0 | 0
117 | 1 | 0 | 0 | 0 | 1 | [8 empty] | 1287 | 87 | 0 | 0 | 0
118 | 1 | 0 | 0 | 0 | 1 | [8 empty] | 1286 | 86 | 0 | 0 | 0
119 | 1 | 0 | 0 | 0 | 1 | [8 empty] | 1285 | 85 | 0 | 0 | 0
120 | 1 | 0 | 0 | 0 | 1 | [8 empty] | 1284 | 84 | 0 | 0 | 0
121 | 1 | 0 | 0 | 0 | 1 | [8 empty] | 1283 | 83 | 0 | 0 | 0
122 | 1 | 0 | 0 | 0 | 1 | [8 empty] | 1282 | 82 | 0 | 0 | 0
123 | 1 | 0 | 0 | 0 | 1 | [8 empty] | 1281 | 81 | 0 | 0 | 0
124 | 1 | 0 | 0 | 0 | 1 | [8 empty] | 1280 | 80 | 0 | 0 | 0
125 | 1 | 0 | 0 | 0 | 1 | [8 empty] | 1279 | 79 | 0 | 0 | 0
126 | 1 | 0 | 0 | 0 | 1 | [8 empty] | 1278 | 78 | 0 | 0 | 0
127 | 1 | 0 | 0 | 0 | 1 | [8 empty] | 1277 | 77 | 0 | 0 | 0
128 | 1 | 0 | 0 | 0 | 1 | [8 empty] | 1276 | 76 | 0 | 0 | 0
129 | 1 | 0 | 0 | 0 | 1 | [8 empty] | 1275 | 75 | 0 | 0 | 0
130 | 1 | 0 | 0 | 0 | 1 | [8 empty] | 1274 | 74 | 0 | 0 | 0
131 | 1 | 0 | 0 | 0 | 1 | [8 empty] | 1273 | 73 | 0 | 0 | 0
132 | 1 | 0 | 0 | 0 | 1 | [8 empty] | 1272 | 72 | 0 | 0 | 0
133 | 1 | 0 | 0 | 0 | 1 | [8 empty] | 1271 | 71 | 0 | 0 | 0
134 | 1 | 0 | 0 | 0 | 1 | [8 empty] | 1270 | 70 | 0 | 0 | 0
135 | 1 | 0 | 0 | 0 | 1 | [8 empty] | 1269 | 69 | 0 | 0 | 0
136 | 1 | 0 | 0 | 0 | 1 | [8 empty] | 1268 | 68 | 0 | 0 | 0
137 | 1 | 0 | 0 | 0 | 1 | [8 empty] | 1267 | 67 | 0 | 0 | 0
138 | 1 | 0 | 0 | 0 | 1 | [8 empty] | 1266 | 66 | 0 | 0 | 0
139 | 1 | 0 | 0 | 0 | 1 | [8 empty] | 1265 | 65 | 0 | 0 | 0
140 | 1 | 0 | 0 | 0 | 1 | [8 empty] | 1264 | 64 | 0 | 0 | 0
141 | 1 | 0 | 0 | 0 | 1 | [8 empty] | 1263 | 63 | 0 | 0 | 0
142 | 1 | 0 | 0 | 0 | 1 | [8 empty] | 1262 | 62 | 0 | 0 | 0
143 | 1 | 0 | 0 | 0 | 1 | [8 empty] | 1261 | 61 | 0 | 0 | 0
144 | 1 | 0 | 0 | 0 | 1 | [8 empty] | 1260 | 60 | 0 | 0 | 0
145 | 1 | 0 | 0 | 0 | 1 | [8 empty] | 1259 | 59 | 0 | 0 | 0
146 | 1 | 0 | 0 | 0 | 1 | [8 empty] | 1258 | 58 | 0 | 0 | 0
147 | 1 | 0 | 0 | 0 | 1 | [8 empty] | 1257 | 57 | 0 | 0 | 0
148 | 1 | 0 | 0 | 0 | 1 | [8 empty] | 1256 | 56 | 0 | 0 | 0
149 | 1 | 0 | 0 | 0 | 1 | [8 empty] | 1255 | 55 | 0 | 0 | 0
150 | 1 | 0 | 0 | 0 | 1 | [8 empty] | 1254 | 54 | 0 | 0 | 0
151 | 1 | 0 | 0 | 0 | 1 | [8 empty] | 1253 | 53 | 0 | 0 | 0
152 | 1 | 0 | 0 | 0 | 1 | [8 empty] | 1252 | 52 | 0 | 0 | 0
153 | 1 | 0 | 0 | 0 | 1 | [8 empty] | 1251 | 51 | 0 | 0 | 0
154 | 1 | 0 | 0 | 0 | 1 | [8 empty] | 1250 | 50 | 0 | 0 | 0
155 | 1 | 0 | 0 | 0 | 1 | [8 empty] | 1249 | 49 | 0 | 0 | 0
156 | 1 | 0 | 0 | 0 | 1 | [8 empty] | 1248 | 48 | 0 | 0 | 0
157 | 1 | 0 | 0 | 0 | 1 | [8 empty] | 1247 | 47 | 0 | 0 | 0
158 | 1 | 0 | 0 | 0 | 1 | [8 empty] | 1246 | 46 | 0 | 0 | 0
159 | 1 | 0 | 0 | 0 | 1 | [8 empty] | 1245 | 45 | 0 | 0 | 0
160 | 1 | 0 | 0 | 0 | 1 | [8 empty] | 1244 | 44 | 0 | 0 | 0
161 | 1 | 0 | 0 | 0 | 1 | [8 empty] | 1243 | 43 | 0 | 0 | 0
162 | 1 | 0 | 0 | 0 | 1 | [8 empty] | 1242 | 42 | 0 | 0 | 0
163 | 1 | 0 | 0 | 0 | 1 | [8 empty] | 1241 | 41 | 0 | 0 | 0
164 | 1 | 0 | 0 | 0 | 1 | [8 empty] | 1240 | 40 | 0 | 0 | 0
165 | 1 | 0 | 0 | 0 | 1 | [8 empty] | 1239 | 39 | 0 | 0 | 0
166 | 1 | 0 | 0 | 0 | 1 | [8 empty] | 1238 | 38 | 0 | 0 | 0
167 | 1 | 0 | 0 | 0 | 1 | [8 empty] | 1237 | 37 | 0 | 0 | 0
168 | 1 | 0 | 0 | 0 | 1 | [8 empty] | 1236 | 36 | 0 | 0 | 0
169 | 1 | 0 | 0 | 0 | 1 | [8 empty] | 1235 | 35 | 0 | 0 | 0
170 | 1 | 0 | 0 | 0 | 1 | [8 empty] | 1234 | 34 | 0 | 0 | 0
171 | 1 | 0 | 0 | 0 | 1 | [8 empty] | 1233 | 33 | 0 | 0 | 0
172 | 1 | 0 | 0 | 0 | 1 | [8 empty] | 1232 | 32 | 0 | 0 | 0
173 | 1 | 0 | 0 | 0 | 1 | [8 empty] | 1231 | 31 | 0 | 0 | 0
174 | 1 | 0 | 0 | 0 | 1 | [8 empty] | 1230 | 30 | 0 | 0 | 0
175 | 1 | 0 | 0 | 0 | 1 | [8 empty] | 1229 | 29 | 0 | 0 | 0
176 | 1 | 0 | 0 | 0 | 1 | [8 empty] | 1228 | 28 | 0 | 0 | 0
177 | 1 | 0 | 0 | 0 | 1 | [8 empty] | 1227 | 27 | 0 | 0 | 0
178 | 1 | 0 | 0 | 0 | 1 | [8 empty] | 1226 | 26 | 0 | 0 | 0
179 | 1 | 0 | 0 | 0 | 1 | [8 empty] | 1225 | 25 | 0 | 0 | 0
180 | 1 | 0 | 0 | 0 | 1 | [8 empty] | 1224 | 24 | 0 | 0 | 0
181 | 1 | 0 | 0 | 0 | 1 | [8 empty] | 1223 | 23 | 0 | 0 | 0
182 | 1 | 0 | 0 | 0 | 1 | [8 empty] | 1222 | 22 | 0 | 0 | 0
183 | 1 | 0 | 0 | 0 | 1 | [8 empty] | 1221 | 21 | 0 | 0 | 0
184 | 1 | 0 | 0 | 0 | 1 | [8 empty] | 1220 | 20 | 0 | 0 | 0
185 | 1 | 0 | 0 | 0 | 1 | [8 empty] | 1219 | 19 | 0 | 0 | 0
186 | 1 | 0 | 0 | 0 | 1 | [8 empty] | 1218 | 18 | 0 | 0 | 0
187 | 1 | 0 | 0 | 0 | 1 | [8 empty] | 1217 | 17 | 0 | 0 | 0
188 | 1 | 0 | 0 | 0 | 1 | [8 empty] | 1216 | 16 | 0 | 0 | 0
189 | 1 | 0 | 0 | 0 | 1 | [8 empty] | 1215 | 15 | 0 | 0 | 0
190 | 1 | 0 | 0 | 0 | 1 | [8 empty] | 1214 | 14 | 0 | 0 | 0
191 | 1 | 0 | 0 | 0 | 1 | [8 empty] | 1213 | 13 | 0 | 0 | 0
192 | 1 | 0 | 0 | 0 | 1 | [8 empty] | 1212 | 12 | 0 | 0 | 0
193 | 1 | 0 | 0 | 0 | 1 | [8 empty] | 1211 | 11 | 0 | 0 | 0
194 | 1 | 0 | 0 | 0 | 1 | [8 empty] | 1210 | 10 | 0 | 0 | 0
195 | 1 | 0 | 0 | 0 | 1 | [8 empty] | 1209 | 9 | 0 | 0 | 0
196 | 1 | 0 | 0 | 0 | 1 | [8 empty] | 1208 | 8 | 0 | 0 | 0
197 | 1 | 0 | 0 | 0 | 1 | [8 empty] | 1207 | 7 | 0 | 0 | 0
198 | 1 | 0 | 0 | 0 | 1 | [8 empty] | 1206 | 6 | 0 | 0 | 0
199 | 1 | 0 | 0 | 0 | 1 | [8 empty] | 1205 | 5 | 0 | 0 | 0
200 | 1 | 0 | 0 | 0 | 1 | [8 empty] | 1204 | 4 | 0 | 0 | 0
201 | 1 | 0 | 0 | 0 | 1 | [8 empty] | 1203 | 3 | 0 | 0 | 0
202 | 1 | 0 | 0 | 0 | 1 | [8 empty] | 1202 | 2 | 0 | 0 | 0
203 | 1 | 0 | 0 | 0 | 1 | [8 empty] | 1201 | 1 | 0 | 0 | 0
204 | 1 | 0 | 0 | 0 | 1 | [8 empty] | 1200 | 100 | 0 | 0 | 0 | 3
205 | 1 | 0 | 0 | 0 | 1 | [8 empty] | 1199 | 99 | 0 | 0 | 0
206 | 1 | 0 | 0 | 0 | 1 | [8 empty] | 1198 | 98 | 0 | 0 | 0
207 | 1 | 0 | 0 | 0 | 1 | [8 empty] | 1197 | 97 | 0 | 0 | 0
208 | 1 | 0 | 0 | 0 | 1 | [8 empty] | 1196 | 96 | 0 | 0 | 0
209 | 1 | 0 | 0 | 0 | 1 | [8 empty] | 1195 | 95 | 0 | 0 | 0
210 | 1 | 0 | 0 | 0 | 1 | [8 empty] | 1194 | 94 | 0 | 0 | 0
211 | 1 | 0 | 0 | 0 | 1 | [8 empty] | 1193 | 93 | 0 | 0 | 0
212 | 1 | 0 | 0 | 0 | 1 | [8 empty] | 1192 | 92 | 0 | 0 | 0
213 | 1 | 0 | 0 | 0 | 1 | [8 empty] | 1191 | 91 | 0 | 0 | 0
214 | 1 | 0 | 0 | 0 | 1 | [8 empty] | 1190 | 90 | 0 | 0 | 0
215 | 1 | 0 | 0 | 0 | 1 | [8 empty] | 1189 | 89 | 0 | 0 | 0
216 | 1 | 0 | 0 | 0 | 1 | [8 empty] | 1188 | 88 | 0 | 0 | 0
217 | 1 | 0 | 0 | 0 | 1 | [8 empty] | 1187 | 87 | 0 | 0 | 0
218 | 1 | 0 | 0 | 0 | 1 | [8 empty] | 1186 | 86 | 0 | 0 | 0
219 | 1 | 0 | 0 | 0 | 1 | [8 empty] | 1185 | 85 | 0 | 0 | 0
220 | 1 | 0 | 0 | 0 | 1 | [8 empty] | 1184 | 84 | 0 | 0 | 0
221 | 1 | 0 | 0 | 0 | 1 | [8 empty] | 1183 | 83 | 0 | 0 | 0
222 | 1 | 0 | 0 | 0 | 1 | [8 empty] | 1182 | 82 | 0 | 0 | 0
223 | 1 | 0 | 0 | 0 | 1 | [8 empty] | 1181 | 81 | 0 | 0 | 0
224 | 1 | 0 | 0 | 0 | 1 | [8 empty] | 1180 | 80 | 0 | 0 | 0
225 | 1 | 0 | 0 | 0 | 1 | [8 empty] | 1179 | 79 | 0 | 0 | 0
226 | 1 | 0 | 0 | 0 | 1 | [8 empty] | 1178 | 78 | 0 | 0 | 0
227 | 1 | 0 | 0 | 0 | 1 | [8 empty] | 1177 | 77 | 0 | 0 | 0
228 | 1 | 0 | 0 | 0 | 1 | [8 empty] | 1176 | 76 | 0 | 0 | 0
229 | 1 | 0 | 0 | 0 | 1 | [8 empty] | 1175 | 75 | 0 | 0 | 0
230 | 1 | 0 | 0 | 0 | 1 | [8 empty] | 1174 | 74 | 0 | 0 | 0
231 | 1 | 0 | 0 | 0 | 1 | [8 empty] | 1173 | 73 | 0 | 0 | 0
232 | 1 | 0 | 0 | 0 | 1 | [8 empty] | 1172 | 72 | 0 | 0 | 0
233 | 1 | 0 | 0 | 0 | 1 | [8 empty] | 1171 | 71 | 0 | 0 | 0
234 | 1 | 0 | 0 | 0 | 1 | [8 empty] | 1170 | 70 | 0 | 0 | 0
235 | 1 | 0 | 0 | 0 | 1 | [8 empty] | 1169 | 69 | 0 | 0 | 0
236 | 1 | 0 | 0 | 0 | 1 | [8 empty] | 1168 | 68 | 0 | 0 | 0
237 | 1 | 0 | 0 | 0 | 1 | [8 empty] | 1167 | 67 | 0 | 0 | 0
238 | 1 | 0 | 0 | 0 | 1 | [8 empty] | 1166 | 66 | 0 | 0 | 0
239 | 1 | 0 | 0 | 0 | 1 | [8 empty] | 1165 | 65 | 0 | 0 | 0
240 | 1 | 0 | 0 | 0 | 1 | [8 empty] | 1164 | 64 | 0 | 0 | 0
241 | 1 | 0 | 0 | 0 | 1 | [8 empty] | 1163 | 63 | 0 | 0 | 0
242 | 1 | 0 | 0 | 0 | 1 | [8 empty] | 1162 | 62 | 0 | 0 | 0
243 | 1 | 0 | 0 | 0 | 1 | [8 empty] | 1161 | 61 | 0 | 0 | 0
244 | 1 | 0 | 0 | 0 | 1 | [8 empty] | 1160 | 60 | 0 | 0 | 0
245 | 1 | 0 | 0 | 0 | 1 | [8 empty] | 1159 | 59 | 0 | 0 | 0
246 | 1 | 0 | 0 | 0 | 1 | [8 empty] | 1158 | 58 | 0 | 0 | 0
247 | 1 | 0 | 0 | 0 | 1 | [8 empty] | 1157 | 57 | 0 | 0 | 0
248 | 1 | 0 | 0 | 0 | 1 | [8 empty] | 1156 | 56 | 0 | 0 | 0
249 | 1 | 0 | 0 | 0 | 1 | [8 empty] | 1155 | 55 | 0 | 0 | 0
250 | 1 | 0 | 0 | 0 | 1 | [8 empty] | 1154 | 54 | 0 | 0 | 0
251 | 1 | 0 | 0 | 0 | 1 | [8 empty] | 1153 | 53 | 0 | 0 | 0
252 | 1 | 0 | 0 | 0 | 1 | [8 empty] | 1152 | 52 | 0 | 0 | 0
253 | 1 | 0 | 0 | 0 | 1 | [8 empty] | 1151 | 51 | 0 | 0 | 0
254 | 1 | 0 | 0 | 0 | 1 | [8 empty] | 1150 | 50 | 0 | 0 | 0
255 | 1 | 0 | 0 | 0 | 1 | [8 empty] | 1149 | 49 | 0 | 0 | 0
256 | 1 | 0 | 0 | 0 | 1 | [8 empty] | 1148 | 48 | 0 | 0 | 0
257 | 1 | 0 | 0 | 0 | 1 | [8 empty] | 1147 | 47 | 0 | 0 | 0
258 | 1 | 0 | 0 | 0 | 1 | [8 empty] | 1146 | 46 | 0 | 0 | 0
259 | 1 | 0 | 0 | 0 | 1 | [8 empty] | 1145 | 45 | 0 | 0 | 0
260 | 1 | 0 | 0 | 0 | 1 | [8 empty] | 1144 | 44 | 0 | 0 | 0
261 | 1 | 0 | 0 | 0 | 1 | [8 empty] | 1143 | 43 | 0 | 0 | 0
262 | 1 | 0 | 0 | 0 | 1 | [8 empty] | 1142 | 42 | 0 | 0 | 0
263 | 1 | 0 | 0 | 0 | 1 | [8 empty] | 1141 | 41 | 0 | 0 | 0
264 | 1 | 0 | 0 | 0 | 1 | [8 empty] | 1140 | 40 | 0 | 0 | 0
265 | 1 | 0 | 0 | 0 | 1 | [8 empty] | 1139 | 39 | 0 | 0 | 0
266 | 1 | 0 | 0 | 0 | 1 | [8 empty] | 1138 | 38 | 0 | 0 | 0
267 | 1 | 0 | 0 | 0 | 1 | [8 empty] | 1137 | 37 | 0 | 0 | 0
268 | 1 | 0 | 0 | 0 | 1 | [8 empty] | 1136 | 36 | 0 | 0 | 0
269 | 1 | 0 | 0 | 0 | 1 | [8 empty] | 1135 | 35 | 0 | 0 | 0
270 | 1 | 0 | 0 | 0 | 1 | [8 empty] | 1134 | 34 | 0 | 0 | 0
271 | 1 | 0 | 0 | 0 | 1 | [8 empty] | 1133 | 33 | 0 | 0 | 0
272 | 1 | 0 | 0 | 0 | 1 | [8 empty] | 1132 | 32 | 0 | 0 | 0
273 | 1 | 0 | 0 | 0 | 1 | [8 empty] | 1131 | 31 | 0 | 0 | 0
274 | 1 | 0 | 0 | 0 | 1 | [8 empty] | 1130 | 30 | 0 | 0 | 0
275 | 1 | 0 | 0 | 0 | 1 | [8 empty] | 1129 | 29 | 0 | 0 | 0
276 | 1 | 0 | 0 | 0 | 1 | [8 empty] | 1128 | 28 | 0 | 0 | 0
277 | 1 | 0 | 0 | 0 | 1 | [8 empty] | 1127 | 27 | 0 | 0 | 0
278 | 1 | 0 | 0 | 0 | 1 | [8 empty] | 1126 | 26 | 0 | 0 | 0
279 | 1 | 0 | 0 | 0 | 1 | [8 empty] | 1125 | 25 | 0 | 0 | 0
280 | 1 | 0 | 0 | 0 | 1 | [8 empty] | 1124 | 24 | 0 | 0 | 0
281 | 1 | 0 | 0 | 0 | 1 | [8 empty] | 1123 | 23 | 0 | 0 | 0
282 | 1 | 0 | 0 | 0 | 1 | [8 empty] | 1122 | 22 | 0 | 0 | 0
283 | 1 | 0 | 0 | 0 | 1 | [8 empty] | 1121 | 21 | 0 | 0 | 0
284 | 1 | 0 | 0 | 0 | 1 | [8 empty] | 1120 | 20 | 0 | 0 | 0
285 | 1 | 0 | 0 | 0 | 1 | [8 empty] | 1119 | 19 | 0 | 0 | 0
286 | 1 | 0 | 0 | 0 | 1 | [8 empty] | 1118 | 18 | 0 | 0 | 0
287 | 1 | 0 | 0 | 0 | 1 | [8 empty] | 1117 | 17 | 0 | 0 | 0
288 | 1 | 0 | 0 | 0 | 1 | [8 empty] | 1116 | 16 | 0 | 0 | 0
289 | 1 | 0 | 0 | 0 | 1 | [8 empty] | 1115 | 15 | 0 | 0 | 0
290 | 1 | 0 | 0 | 0 | 1 | [8 empty] | 1114 | 14 | 0 | 0 | 0
291 | 1 | 0 | 0 | 0 | 1 | [8 empty] | 1113 | 13 | 0 | 0 | 0
292 | 1 | 0 | 0 | 0 | 1 | [8 empty] | 1112 | 12 | 0 | 0 | 0
293 | 1 | 0 | 0 | 0 | 1 | [8 empty] | 1111 | 11 | 0 | 0 | 0
294 | 1 | 0 | 0 | 0 | 1 | [8 empty] | 1110 | 10 | 0 | 0 | 0
295 | 1 | 0 | 0 | 0 | 1 | [8 empty] | 1109 | 9 | 0 | 0 | 0
296 | 1 | 0 | 0 | 0 | 1 | [8 empty] | 1108 | 8 | 0 | 0 | 0
297 | 1 | 0 | 0 | 0 | 1 | [8 empty] | 1107 | 7 | 0 | 0 | 0
298 | 1 | 0 | 0 | 0 | 1 | [8 empty] | 1106 | 6 | 0 | 0 | 0
299 | 1 | 0 | 0 | 0 | 1 | [8 empty] | 1105 | 5 | 0 | 0 | 0
300 | 1 | 0 | 0 | 0 | 1 | [8 empty] | 1104 | 4 | 0 | 0 | 0
301 | 1 | 0 | 0 | 0 | 1 | [8 empty] | 1103 | 3 | 0 | 0 | 0
302 | 1 | 0 | 0 | 0 | 1 | [8 empty] | 1102 | 2 | 0 | 0 | 0
303 | 1 | 0 | 0 | 0 | 1 | [8 empty] | 1101 | 1 | 0 | 0 | 0
304 | 1 | 0 | 0 | 0 | 1 | [8 empty] | 1100 | 100 | 0 | 0 | 0 | 4
305 | 1 | 0 | 0 | 0 | 1 | [8 empty] | 1099 | 99 | 0 | 0 | 0
306 | 1 | 0 | 0 | 0 | 1 | [8 empty] | 1098 | 98 | 0 | 0 | 0
307 | 1 | 0 | 0 | 0 | 1 | [8 empty] | 1097 | 97 | 0 | 0 | 0
308 | 1 | 0 | 0 | 0 | 1 | [8 empty] | 1096 | 96 | 0 | 0 | 0
309 | 1 | 0 | 0 | 0 | 1 | [8 empty] | 1095 | 95 | 0 | 0 | 0
310 | 1 | 0 | 0 | 0 | 1 | [8 empty] | 1094 | 94 | 0 | 0 | 0
311 | 1 | 0 | 0 | 0 | 1 | [8 empty] | 1093 | 93 | 0 | 0 | 0
312 | 1 | 0 | 0 | 0 | 1 | [8 empty] | 1092 | 92 | 0 | 0 | 0
313 | 1 | 0 | 0 | 0 | 1 | [8 empty] | 1091 | 91 | 0 | 0 | 0
314 | 1 | 0 | 0 | 0 | 1 | [8 empty] | 1090 | 90 | 0 | 0 | 0
315 | 1 | 0 | 0 | 0 | 1 | [8 empty] | 1089 | 89 | 0 | 0 | 0
316 | 1 | 0 | 0 | 0 | 1 | [8 empty] | 1088 | 88 | 0 | 0 | 0
317 | 1 | 0 | 0 | 0 | 1 | [8 empty] | 1087 | 87 | 0 | 0 | 0
318 | 1 | 0 | 0 | 0 | 1 | [8 empty] | 1086 | 86 | 0 | 0 | 0
319 | 1 | 0 | 0 | 0 | 1 | [8 empty] | 1085 | 85 | 0 | 0 | 0
320 | 1 | 0 | 0 | 0 | 1 | [8 empty] | 1084 | 84 | 0 | 0 | 0
321 | 1 | 0 | 0 | 0 | 1 | [8 empty] | 1083 | 83 | 0 | 0 | 0
322 | 1 | 0 | 0 | 0 | 1 | [8 empty] | 1082 | 82 | 0 | 0 | 0
323 | 1 | 0 | 0 | 0 | 1 | [8 empty] | 1081 | 81 | 0 | 0 | 0
324 | 1 | 0 | 0 | 0 | 1 | [8 empty] | 1080 | 80 | 0 | 0 | 0
325 | 1 | 0 | 0 | 0 | 1 | [8 empty] | 1079 | 79 | 0 | 0 | 0
326 | 1 | 0 | 0 | 0 | 1 | [8 empty] | 1078 | 78 | 0 | 0 | 0
327 | 1 | 0 | 0 | 0 | 1 | [8 empty] | 1077 | 77 | 0 | 0 | 0
328 | 1 | 0 | 0 | 0 | 1 | [8 empty] | 1076 | 76 | 0 | 0 | 0
329 | 1 | 0 | 0 | 0 | 1 | [8 empty] | 1075 | 75 | 0 | 0 | 0
330 | 1 | 0 | 0 | 0 | 1 | [8 empty] | 1074 | 74 | 0 | 0 | 0
331 | 1 | 0 | 0 | 0 | 1 | [8 empty] | 1073 | 73 | 0 | 0 | 0
332 | 1 | 0 | 0 | 0 | 1 | [8 empty] | 1072 | 72 | 0 | 0 | 0
333 | 1 | 0 | 0 | 0 | 1 | [8 empty] | 1071 | 71 | 0 | 0 | 0
334 | 1 | 0 | 0 | 0 | 1 | [8 empty] | 1070 | 70 | 0 | 0 | 0
335 | 1 | 0 | 0 | 0 | 1 | [8 empty] | 1069 | 69 | 0 | 0 | 0
336 | 1 | 0 | 0 | 0 | 1 | [8 empty] | 1068 | 68 | 0 | 0 | 0
337 | 1 | 0 | 0 | 0 | 1 | [8 empty] | 1067 | 67 | 0 | 0 | 0
338 | 1 | 0 | 0 | 0 | 1 | [8 empty] | 1066 | 66 | 0 | 0 | 0
339 | 1 | 0 | 0 | 0 | 1 | [8 empty] | 1065 | 65 | 0 | 0 | 0
340 | 1 | 0 | 0 | 0 | 1 | [8 empty] | 1064 | 64 | 0 | 0 | 0
341 | 1 | 0 | 0 | 0 | 1 | [8 empty] | 1063 | 63 | 0 | 0 | 0
342 | 1 | 0 | 0 | 0 | 1 | [8 empty] | 1062 | 62 | 0 | 0 | 0
343 | 1 | 0 | 0 | 0 | 1 | [8 empty] | 1061 | 61 | 0 | 0 | 0
344 | 1 | 0 | 0 | 0 | 1 | [8 empty] | 1060 | 60 | 0 | 0 | 0
345 | 1 | 0 | 0 | 0 | 1 | [8 empty] | 1059 | 59 | 0 | 0 | 0
346 | 1 | 0 | 0 | 0 | 1 | [8 empty] | 1058 | 58 | 0 | 0 | 0
347 | 1 | 0 | 0 | 0 | 1 | [8 empty] | 1057 | 57 | 0 | 0 | 0
348 | 1 | 0 | 0 | 0 | 1 | [8 empty] | 1056 | 56 | 0 | 0 | 0
349 | 1 | 0 | 0 | 0 | 1 | [8 empty] | 1055 | 55 | 0 | 0 | 0
350 | 1 | 0 | 0 | 0 | 1 | [8 empty] | 1054 | 54 | 0 | 0 | 0
351 | 1 | 0 | 0 | 0 | 1 | [8 empty] | 1053 | 53 | 0 | 0 | 0
352 | 1 | 0 | 0 | 0 | 1 | [8 empty] | 1052 | 52 | 0 | 0 | 0
353 | 1 | 0 | 0 | 0 | 1 | [8 empty] | 1051 | 51 | 0 | 0 | 0
354 | 1 | 0 | 0 | 0 | 1 | [8 empty] | 1050 | 50 | 0 | 0 | 0
355 | 1 | 0 | 0 | 0 | 1 | [8 empty] | 1049 | 49 | 0 | 0 | 0
356 | 1 | 0 | 0 | 0 | 1 | [8 empty] | 1048 | 48 | 0 | 0 | 0
357 | 1 | 0 | 0 | 0 | 1 | [8 empty] | 1047 | 47 | 0 | 0 | 0
358 | 1 | 0 | 0 | 0 | 1 | [8 empty] | 1046 | 46 | 0 | 0 | 0
359 | 1 | 0 | 0 | 0 | 1 | [8 empty] | 1045 | 45 | 0 | 0 | 0
360 | 1 | 0 | 0 | 0 | 1 | [8 empty] | 1044 | 44 | 0 | 0 | 0
361 | 1 | 0 | 0 | 0 | 1 | [8 empty] | 1043 | 43 | 0 | 0 | 0
362 | 1 | 0 | 0 | 0 | 1 | [8 empty] | 1042 | 42 | 0 | 0 | 0
363 | 1 | 0 | 0 | 0 | 1 | [8 empty] | 1041 | 41 | 0 | 0 | 0
364 | 1 | 0 | 0 | 0 | 1 | [8 empty] | 1040 | 40 | 0 | 0 | 0
365 | 1 | 0 | 0 | 0 | 1 | [8 empty] | 1039 | 39 | 0 | 0 | 0
366 | 1 | 0 | 0 | 0 | 1 | [8 empty] | 1038 | 38 | 0 | 0 | 0
367 | 1 | 0 | 0 | 0 | 1 | [8 empty] | 1037 | 37 | 0 | 0 | 0
368 | 1 | 0 | 0 | 0 | 1 | [8 empty] | 1036 | 36 | 0 | 0 | 0
369 | 1 | 0 | 0 | 0 | 1 | [8 empty] | 1035 | 35 | 0 | 0 | 0
370 | 1 | 0 | 0 | 0 | 1 | [8 empty] | 1034 | 34 | 0 | 0 | 0
371 | 1 | 0 | 0 | 0 | 1 | [8 empty] | 1033 | 33 | 0 | 0 | 0
372 | 1 | 0 | 0 | 0 | 1 | [8 empty] | 1032 | 32 | 0 | 0 | 0
373 | 1 | 0 | 0 | 0 | 1 | [8 empty] | 1031 | 31 | 0 | 0 | 0
374 | 1 | 0 | 0 | 0 | 1 | [8 empty] | 1030 | 30 | 0 | 0 | 0
375 | 1 | 0 | 0 | 0 | 1 | [8 empty] | 1029 | 29 | 0 | 0 | 0
376 | 1 | 0 | 0 | 0 | 1 | [8 empty] | 1028 | 28 | 0 | 0 | 0
377 | 1 | 0 | 0 | 0 | 1 | [8 empty] | 1027 | 27 | 0 | 0 | 0
378 | 1 | 0 | 0 | 0 | 1 | [8 empty] | 1026 | 26 | 0 | 0 | 0
379 | 1 | 0 | 0 | 0 | 1 | [8 empty] | 1025 | 25 | 0 | 0 | 0
380 | 1 | 0 | 0 | 0 | 1 | [8 empty] | 1024 | 24 | 0 | 0 | 0
381 | 1 | 0 | 0 | 0 | 1 | [8 empty] | 1023 | 23 | 0 | 0 | 0
382 | 1 | 0 | 0 | 0 | 1 | [8 empty] | 1022 | 22 | 0 | 0 | 0
383 | 1 | 0 | 0 | 0 | 1 | [8 empty] | 1021 | 21 | 0 | 0 | 0
384 | 1 | 0 | 0 | 0 | 1 | [8 empty] | 1020 | 20 | 0 | 0 | 0
385 | 1 | 0 | 0 | 0 | 1 | [8 empty] | 1019 | 19 | 0 | 0 | 0
386 | 1 | 0 | 0 | 0 | 1 | [8 empty] | 1018 | 18 | 0 | 0 | 0
387 | 1 | 0 | 0 | 0 | 1 | [8 empty] | 1017 | 17 | 0 | 0 | 0
388 | 1 | 0 | 0 | 0 | 1 | [8 empty] | 1016 | 16 | 0 | 0 | 0
389 | 1 | 0 | 0 | 0 | 1 | [8 empty] | 1015 | 15 | 0 | 0 | 0
390 | 1 | 0 | 0 | 0 | 1 | [8 empty] | 1014 | 14 | 0 | 0 | 0
391 | 1 | 0 | 0 | 0 | 1 | [8 empty] | 1013 | 13 | 0 | 0 | 0
392 | 1 | 0 | 0 | 0 | 1 | [8 empty] | 1012 | 12 | 0 | 0 | 0
393 | 1 | 0 | 0 | 0 | 1 | [8 empty] | 1011 | 11 | 0 | 0 | 0
394 | 1 | 0 | 0 | 0 | 1 | [8 empty] | 1010 | 10 | 0 | 0 | 0
395 | 1 | 0 | 0 | 0 | 1 | [8 empty] | 1009 | 9 | 0 | 0 | 0
396 | 1 | 0 | 0 | 0 | 1 | [8 empty] | 1008 | 8 | 0 | 0 | 0
397 | 1 | 0 | 0 | 0 | 1 | [8 empty] | 1007 | 7 | 0 | 0 | 0
398 | 1 | 0 | 0 | 0 | 1 | [8 empty] | 1006 | 6 | 0 | 0 | 0
399 | 1 | 0 | 0 | 0 | 1 | [8 empty] | 1005 | 5 | 0 | 0 | 0
400 | 1 | 0 | 0 | 0 | 1 | [8 empty] | 1004 | 4 | 0 | 0 | 0
401 | 1 | 0 | 0 | 0 | 1 | [8 empty] | 1003 | 3 | 0 | 0 | 0
402 | 1 | 0 | 0 | 0 | 1 | [8 empty] | 1002 | 2 | 0 | 0 | 0
403 | 1 | 0 | 0 | 0 | 1 | [8 empty] | 1001 | 1 | 0 | 0 | 0
404 | 1 | 0 | 0 | 0 | 1 | [8 empty] | 1000 | 100 | 0 | 0 | 0 | 5
405 | 1 | 0 | 0 | 0 | 1 | [8 empty] | 999 | 99 | 0 | 0 | 0
406 | 1 | 0 | 0 | 0 | 1 | [8 empty] | 998 | 98 | 0 | 0 | 0
407 | 1 | 0 | 0 | 0 | 1 | [8 empty] | 997 | 97 | 0 | 0 | 0
408 | 1 | 0 | 0 | 0 | 1 | [8 empty] | 996 | 96 | 0 | 0 | 0
409 | 1 | 0 | 0 | 0 | 1 | [8 empty] | 995 | 95 | 0 | 0 | 0
410 | 1 | 0 | 0 | 0 | 1 | [8 empty] | 994 | 94 | 0 | 0 | 0
411 | 1 | 0 | 0 | 0 | 1 | [8 empty] | 993 | 93 | 0 | 0 | 0
412 | 1 | 0 | 0 | 0 | 1 | [8 empty] | 992 | 92 | 0 | 0 | 0
413 | 1 | 0 | 0 | 0 | 1 | [8 empty] | 991 | 91 | 0 | 0 | 0
414 | 1 | 0 | 0 | 0 | 1 | [8 empty] | 990 | 90 | 0 | 0 | 0
415 | 1 | 0 | 0 | 0 | 1 | [8 empty] | 989 | 89 | 0 | 0 | 0
416 | 1 | 0 | 0 | 0 | 1 | [8 empty] | 988 | 88 | 0 | 0 | 0
417 | 1 | 0 | 0 | 0 | 1 | [8 empty] | 987 | 87 | 0 | 0 | 0
418 | 1 | 0 | 0 | 0 | 1 | [8 empty] | 986 | 86 | 0 | 0 | 0
419 | 1 | 0 | 0 | 0 | 1 | [8 empty] | 985 | 85 | 0 | 0 | 0
420 | 1 | 0 | 0 | 0 | 1 | [8 empty] | 984 | 84 | 0 | 0 | 0
421 | 1 | 0 | 0 | 0 | 1 | [8 empty] | 983 | 83 | 0 | 0 | 0
422 | 1 | 0 | 0 | 0 | 1 | [8 empty] | 982 | 82 | 0 | 0 | 0
423 | 1 | 0 | 0 | 0 | 1 | [8 empty] | 981 | 81 | 0 | 0 | 0
424 | 1 | 0 | 0 | 0 | 1 | [8 empty] | 980 | 80 | 0 | 0 | 0
425 | 1 | 0 | 0 | 0 | 1 | [8 empty] | 979 | 79 | 0 | 0 | 0
426 | 1 | 0 | 0 | 0 | 1 | [8 empty] | 978 | 78 | 0 | 0 | 0
427 | 1 | 0 | 0 | 0 | 1 | [8 empty] | 977 | 77 | 0 | 0 | 0
428 | 1 | 0 | 0 | 0 | 1 | [8 empty] | 976 | 76 | 0 | 0 | 0
429 | 1 | 0 | 0 | 0 | 1 | [8 empty] | 975 | 75 | 0 | 0 | 0
430 | 1 | 0 | 0 | 0 | 1 | [8 empty] | 974 | 74 | 0 | 0 | 0
431 | 1 | 0 | 0 | 0 | 1 | [8 empty] | 973 | 73 | 0 | 0 | 0
432 | 1 | 0 | 0 | 0 | 1 | [8 empty] | 972 | 72 | 0 | 0 | 0
433 | 1 | 0 | 0 | 0 | 1 | [8 empty] | 971 | 71 | 0 | 0 | 0
434 | 1 | 0 | 0 | 0 | 1 | [8 empty] | 970 | 70 | 0 | 0 | 0
435 | 1 | 0 | 0 | 0 | 1 | [8 empty] | 969 | 69 | 0 | 0 | 0
436 | 1 | 0 | 0 | 0 | 1 | [8 empty] | 968 | 68 | 0 | 0 | 0
437 | 1 | 0 | 0 | 0 | 1 | [8 empty] | 967 | 67 | 0 | 0 | 0
438 | 1 | 0 | 0 | 0 | 1 | [8 empty] | 966 | 66 | 0 | 0 | 0
439 | 1 | 0 | 0 | 0 | 1 | [8 empty] | 965 | 65 | 0 | 0 | 0
440 | 1 | 0 | 0 | 0 | 1 | [8 empty] | 964 | 64 | 0 | 0 | 0
441 | 1 | 0 | 0 | 0 | 1 | [8 empty] | 963 | 63 | 0 | 0 | 0
442 | 1 | 0 | 0 | 0 | 1 | [8 empty] | 962 | 62 | 0 | 0 | 0
443 | 1 | 0 | 0 | 0 | 1 | [8 empty] | 961 | 61 | 0 | 0 | 0
444 | 1 | 0 | 0 | 0 | 1 | [8 empty] | 960 | 60 | 0 | 0 | 0
445 | 1 | 0 | 0 | 0 | 1 | [8 empty] | 959 | 59 | 0 | 0 | 0
446 | 1 | 0 | 0 | 0 | 1 | [8 empty] | 958 | 58 | 0 | 0 | 0
447 | 1 | 0 | 0 | 0 | 1 | [8 empty] | 957 | 57 | 0 | 0 | 0
448 | 1 | 0 | 0 | 0 | 1 | [8 empty] | 956 | 56 | 0 | 0 | 0
449 | 1 | 0 | 0 | 0 | 1 | [8 empty] | 955 | 55 | 0 | 0 | 0
450 | 1 | 0 | 0 | 0 | 1 | [8 empty] | 954 | 54 | 0 | 0 | 0
451 | 1 | 0 | 0 | 0 | 1 | [8 empty] | 953 | 53 | 0 | 0 | 0
452 | 1 | 0 | 0 | 0 | 1 | [8 empty] | 952 | 52 | 0 | 0 | 0
453 | 1 | 0 | 0 | 0 | 1 | [8 empty] | 951 | 51 | 0 | 0 | 0
454 | 1 | 0 | 0 | 0 | 1 | [8 empty] | 950 | 50 | 0 | 0 | 0
455 | 1 | 0 | 0 | 0 | 1 | [8 empty] | 949 | 49 | 0 | 0 | 0
456 | 1 | 0 | 0 | 0 | 1 | [8 empty] | 948 | 48 | 0 | 0 | 0
457 | 1 | 0 | 0 | 0 | 1 | [8 empty] | 947 | 47 | 0 | 0 | 0
458 | 1 | 0 | 0 | 0 | 1 | [8 empty] | 946 | 46 | 0 | 0 | 0
459 | 1 | 0 | 0 | 0 | 1 | [8 empty] | 945 | 45 | 0 | 0 | 0
460 | 1 | 0 | 0 | 0 | 1 | [8 empty] | 944 | 44 | 0 | 0 | 0
461 | 1 | 0 | 0 | 0 | 1 | [8 empty] | 943 | 43 | 0 | 0 | 0
462 | 1 | 0 | 0 | 0 | 1 | [8 empty] | 942 | 42 | 0 | 0 | 0
463 | 1 | 0 | 0 | 0 | 1 | [8 empty] | 941 | 41 | 0 | 0 | 0
464 | 1 | 0 | 0 | 0 | 1 | [8 empty] | 940 | 40 | 0 | 0 | 0
465 | 1 | 0 | 0 | 0 | 1 | [8 empty] | 939 | 39 | 0 | 0 | 0
466 | 1 | 0 | 0 | 0 | 1 | [8 empty] | 938 | 38 | 0 | 0 | 0
467 | 1 | 0 | 0 | 0 | 1 | [8 empty] | 937 | 37 | 0 | 0 | 0
468 | 1 | 0 | 0 | 0 | 1 | [8 empty] | 936 | 36 | 0 | 0 | 0
469 | 1 | 0 | 0 | 0 | 1 | [8 empty] | 935 | 35 | 0 | 0 | 0
470 | 1 | 0 | 0 | 0 | 1 | [8 empty] | 934 | 34 | 0 | 0 | 0
471 | 1 | 0 | 0 | 0 | 1 | [8 empty] | 933 | 33 | 0 | 0 | 0
472 | 1 | 0 | 0 | 0 | 1 | [8 empty] | 932 | 32 | 0 | 0 | 0
473 | 1 | 0 | 0 | 0 | 1 | [8 empty] | 931 | 31 | 0 | 0 | 0
474 | 1 | 0 | 0 | 0 | 1 | [8 empty] | 930 | 30 | 0 | 0 | 0
475 | 1 | 0 | 0 | 0 | 1 | [8 empty] | 929 | 29 | 0 | 0 | 0
476 | 1 | 0 | 0 | 0 | 1 | [8 empty] | 928 | 28 | 0 | 0 | 0
477 | 1 | 0 | 0 | 0 | 1 | [8 empty] | 927 | 27 | 0 | 0 | 0
478 | 1 | 0 | 0 | 0 | 1 | [8 empty] | 926 | 26 | 0 | 0 | 0
479 | 1 | 0 | 0 | 0 | 1 | [8 empty] | 925 | 25 | 0 | 0 | 0
480 | 1 | 0 | 0 | 0 | 1 | [8 empty] | 924 | 24 | 0 | 0 | 0
481 | 1 | 0 | 0 | 0 | 1 | [8 empty] | 923 | 23 | 0 | 0 | 0
482 | 1 | 0 | 0 | 0 | 1 | [8 empty] | 922 | 22 | 0 | 0 | 0
483 | 1 | 0 | 0 | 0 | 1 | [8 empty] | 921 | 21 | 0 | 0 | 0
484 | 1 | 0 | 0 | 0 | 1 | [8 empty] | 920 | 20 | 0 | 0 | 0
485 | 1 | 0 | 0 | 0 | 1 | [8 empty] | 919 | 19 | 0 | 0 | 0
486 | 1 | 0 | 0 | 0 | 1 | [8 empty] | 918 | 18 | 0 | 0 | 0
487 | 1 | 0 | 0 | 0 | 1 | [8 empty] | 917 | 17 | 0 | 0 | 0
488 | 1 | 0 | 0 | 0 | 1 | [8 empty] | 916 | 16 | 0 | 0 | 0
489 | 1 | 0 | 0 | 0 | 1 | [8 empty] | 915 | 15 | 0 | 0 | 0
490 | 1 | 0 | 0 | 0 | 1 | [8 empty] | 914 | 14 | 0 | 0 | 0
491 | 1 | 0 | 0 | 0 | 1 | [8 empty] | 913 | 13 | 0 | 0 | 0
492 | 1 | 0 | 0 | 0 | 1 | [8 empty] | 912 | 12 | 0 | 0 | 0
493 | 1 | 0 | 0 | 0 | 1 | [8 empty] | 911 | 11 | 0 | 0 | 0
494 | 1 | 0 | 0 | 0 | 1 | [8 empty] | 910 | 10 | 0 | 0 | 0
495 | 1 | 0 | 0 | 0 | 1 | [8 empty] | 909 | 9 | 0 | 0 | 0
496 | 1 | 0 | 0 | 0 | 1 | [8 empty] | 908 | 8 | 0 | 0 | 0
497 | 1 | 0 | 0 | 0 | 1 | [8 empty] | 907 | 7 | 0 | 0 | 0
498 | 1 | 0 | 0 | 0 | 1 | [8 empty] | 906 | 6 | 0 | 0 | 0
499 | 1 | 0 | 0 | 0 | 1 | [8 empty] | 905 | 5 | 0 | 0 | 0
500 | 1 | 0 | 0 | 0 | 1 | [8 empty] | 904 | 4 | 0 | 0 | 0
[14 empty] | 903 | 3 | 0 | 0 | 0
[14 empty] | 902 | 2 | 0 | 0 | 0
[14 empty] | 901 | 1 | 0 | 0 | 0
[14 empty] | 900 | 100 | 0 | 0 | 0 | 6
[14 empty] | 899 | 99 | 0 | 0 | 0
[14 empty] | 898 | 98 | 0 | 0 | 0
[14 empty] | 897 | 97 | 0 | 0 | 0
[14 empty] | 896 | 96 | 0 | 0 | 0
[14 empty] | 895 | 95 | 0 | 0 | 0
[14 empty] | 894 | 94 | 0 | 0 | 0
[14 empty] | 893 | 93 | 0 | 0 | 0
[14 empty] | 892 | 92 | 0 | 0 | 0
[14 empty] | 891 | 91 | 0 | 0 | 0
[14 empty] | 890 | 90 | 0 | 0 | 0
[14 empty] | 889 | 89 | 0 | 0 | 0
[14 empty] | 888 | 88 | 0 | 0 | 0
[14 empty] | 887 | 87 | 0 | 0 | 0
[14 empty] | 886 | 86 | 0 | 0 | 0
[14 empty] | 885 | 85 | 0 | 0 | 0
[14 empty] | 884 | 84 | 0 | 0 | 0
[14 empty] | 883 | 83 | 0 | 0 | 0
[14 empty] | 882 | 82 | 0 | 0 | 0
[14 empty] | 881 | 81 | 0 | 0 | 0
[14 empty] | 880 | 80 | 0 | 0 | 0
[14 empty] | 879 | 79 | 0 | 0 | 0
[14 empty] | 878 | 78 | 0 | 0 | 0
[14 empty] | 877 | 77 | 0 | 0 | 0
[14 empty] | 876 | 76 | 0 | 0 | 0
[14 empty] | 875 | 75 | 0 | 0 | 0
[14 empty] | 874 | 74 | 0 | 0 | 0
[14 empty] | 873 | 73 | 0 | 0 | 0
[14 empty] | 872 | 72 | 0 | 0 | 0
[14 empty] | 871 | 71 | 0 | 0 | 0
[14 empty] | 870 | 70 | 0 | 0 | 0
[14 empty] | 869 | 69 | 0 | 0 | 0
[14 empty] | 868 | 68 | 0 | 0 | 0
[14 empty] | 867 | 67 | 0 | 0 | 0
[14 empty] | 866 | 66 | 0 | 0 | 0
[14 empty] | 865 | 65 | 0 | 0 | 0
[14 empty] | 864 | 64 | 0 | 0 | 0
[14 empty] | 863 | 63 | 0 | 0 | 0
[14 empty] | 862 | 62 | 0 | 0 | 0
[14 empty] | 861 | 61 | 0 | 0 | 0
[14 empty] | 860 | 60 | 0 | 0 | 0
[14 empty] | 859 | 59 | 0 | 0 | 0
[14 empty] | 858 | 58 | 0 | 0 | 0
[14 empty] | 857 | 57 | 0 | 0 | 0
[14 empty] | 856 | 56 | 0 | 0 | 0
[14 empty] | 855 | 55 | 0 | 0 | 0
[14 empty] | 854 | 54 | 0 | 0 | 0
[14 empty] | 853 | 53 | 0 | 0 | 0
[14 empty] | 852 | 52 | 0 | 0 | 0
[14 empty] | 851 | 51 | 0 | 0 | 0
[14 empty] | 850 | 50 | 0 | 0 | 0
[14 empty] | 849 | 49 | 0 | 0 | 0
[14 empty] | 848 | 48 | 0 | 0 | 0
[14 empty] | 847 | 47 | 0 | 0 | 0
[14 empty] | 846 | 46 | 0 | 0 | 0
[14 empty] | 845 | 45 | 0 | 0 | 0
[14 empty] | 844 | 44 | 0 | 0 | 0
[14 empty] | 843 | 43 | 0 | 0 | 0
[14 empty] | 842 | 42 | 0 | 0 | 0
[14 empty] | 841 | 41 | 0 | 0 | 0
[14 empty] | 840 | 40 | 0 | 0 | 0
[14 empty] | 839 | 39 | 0 | 0 | 0
[14 empty] | 838 | 38 | 0 | 0 | 0
[14 empty] | 837 | 37 | 0 | 0 | 0
[14 empty] | 836 | 36 | 0 | 0 | 0
[14 empty] | 835 | 35 | 0 | 0 | 0
[14 empty] | 834 | 34 | 0 | 0 | 0
[14 empty] | 833 | 33 | 0 | 0 | 0
[14 empty] | 832 | 32 | 0 | 0 | 0
[14 empty] | 831 | 31 | 0 | 0 | 0
[14 empty] | 830 | 30 | 0 | 0 | 0
[14 empty] | 829 | 29 | 0 | 0 | 0
[14 empty] | 828 | 28 | 0 | 0 | 0
[14 empty] | 827 | 27 | 0 | 0 | 0
[14 empty] | 826 | 26 | 0 | 0 | 0
[14 empty] | 825 | 25 | 0 | 0 | 0
[14 empty] | 824 | 24 | 0 | 0 | 0
[14 empty] | 823 | 23 | 0 | 0 | 0
[14 empty] | 822 | 22 | 0 | 0 | 0
[14 empty] | 821 | 21 | 0 | 0 | 0
[14 empty] | 820 | 20 | 0 | 0 | 0
[14 empty] | 819 | 19 | 0 | 0 | 0
[14 empty] | 818 | 18 | 0 | 0 | 0
[14 empty] | 817 | 17 | 0 | 0 | 0
[14 empty] | 816 | 16 | 0 | 0 | 0
[14 empty] | 815 | 15 | 0 | 0 | 0
[14 empty] | 814 | 14 | 0 | 0 | 0
[14 empty] | 813 | 13 | 0 | 0 | 0
[14 empty] | 812 | 12 | 0 | 0 | 0
[14 empty] | 811 | 11 | 0 | 0 | 0
[14 empty] | 810 | 10 | 0 | 0 | 0
[14 empty] | 809 | 9 | 0 | 0 | 0
[14 empty] | 808 | 8 | 0 | 0 | 0
[14 empty] | 807 | 7 | 0 | 0 | 0
[14 empty] | 806 | 6 | 0 | 0 | 0
[14 empty] | 805 | 5 | 0 | 0 | 0
[14 empty] | 804 | 4 | 0 | 0 | 0
[14 empty] | 803 | 3 | 0 | 0 | 0
[14 empty] | 802 | 2 | 0 | 0 | 0
[14 empty] | 801 | 1 | 0 | 0 | 0
[14 empty] | 800 | 100 | 0 | 0 | 0 | 7
[14 empty] | 799 | 99 | 0 | 0 | 0
[14 empty] | 798 | 98 | 0 | 0 | 0
[14 empty] | 797 | 97 | 0 | 0 | 0
[14 empty] | 796 | 96 | 0 | 0 | 0
[14 empty] | 795 | 95 | 0 | 0 | 0
[14 empty] | 794 | 94 | 0 | 0 | 0
[14 empty] | 793 | 93 | 0 | 0 | 0
[14 empty] | 792 | 92 | 0 | 0 | 0
[14 empty] | 791 | 91 | 0 | 0 | 0
[14 empty] | 790 | 90 | 0 | 0 | 0
[14 empty] | 789 | 89 | 0 | 0 | 0
[14 empty] | 788 | 88 | 0 | 0 | 0
[14 empty] | 787 | 87 | 0 | 0 | 0
[14 empty] | 786 | 86 | 0 | 0 | 0
[14 empty] | 785 | 85 | 0 | 0 | 0
[14 empty] | 784 | 84 | 0 | 0 | 0
[14 empty] | 783 | 83 | 0 | 0 | 0
[14 empty] | 782 | 82 | 0 | 0 | 0
[14 empty] | 781 | 81 | 0 | 0 | 0
[14 empty] | 780 | 80 | 0 | 0 | 0
[14 empty] | 779 | 79 | 0 | 0 | 0
[14 empty] | 778 | 78 | 0 | 0 | 0
[14 empty] | 777 | 77 | 0 | 0 | 0
[14 empty] | 776 | 76 | 0 | 0 | 0
[14 empty] | 775 | 75 | 0 | 0 | 0
[14 empty] | 774 | 74 | 0 | 0 | 0
[14 empty] | 773 | 73 | 0 | 0 | 0
[14 empty] | 772 | 72 | 0 | 0 | 0
[14 empty] | 771 | 71 | 0 | 0 | 0
[14 empty] | 770 | 70 | 0 | 0 | 0
[14 empty] | 769 | 69 | 0 | 0 | 0
[14 empty] | 768 | 68 | 0 | 0 | 0
[14 empty] | 767 | 67 | 0 | 0 | 0
[14 empty] | 766 | 66 | 0 | 0 | 0
[14 empty] | 765 | 65 | 0 | 0 | 0
[14 empty] | 764 | 64 | 0 | 0 | 0
[14 empty] | 763 | 63 | 0 | 0 | 0
[14 empty] | 762 | 62 | 0 | 0 | 0
[14 empty] | 761 | 61 | 0 | 0 | 0
[14 empty] | 760 | 60 | 0 | 0 | 0
[14 empty] | 759 | 59 | 0 | 0 | 0
[14 empty] | 758 | 58 | 0 | 0 | 0
[14 empty] | 757 | 57 | 0 | 0 | 0
[14 empty] | 756 | 56 | 0 | 0 | 0
[14 empty] | 755 | 55 | 0 | 0 | 0
[14 empty] | 754 | 54 | 0 | 0 | 0
[14 empty] | 753 | 53 | 0 | 0 | 0
[14 empty] | 752 | 52 | 0 | 0 | 0
[14 empty] | 751 | 51 | 0 | 0 | 0
[14 empty] | 750 | 50 | 0 | 0 | 0
[14 empty] | 749 | 49 | 0 | 0 | 0
[14 empty] | 748 | 48 | 0 | 0 | 0
[14 empty] | 747 | 47 | 0 | 0 | 0
[14 empty] | 746 | 46 | 0 | 0 | 0
[14 empty] | 745 | 45 | 0 | 0 | 0
[14 empty] | 744 | 44 | 0 | 0 | 0
[14 empty] | 743 | 43 | 0 | 0 | 0
[14 empty] | 742 | 42 | 0 | 0 | 0
[14 empty] | 741 | 41 | 0 | 0 | 0
[14 empty] | 740 | 40 | 0 | 0 | 0
[14 empty] | 739 | 39 | 0 | 0 | 0
[14 empty] | 738 | 38 | 0 | 0 | 0
[14 empty] | 737 | 37 | 0 | 0 | 0
[14 empty] | 736 | 36 | 0 | 0 | 0
[14 empty] | 735 | 35 | 0 | 0 | 0
[14 empty] | 734 | 34 | 0 | 0 | 0
[14 empty] | 733 | 33 | 0 | 0 | 0
[14 empty] | 732 | 32 | 0 | 0 | 0
[14 empty] | 731 | 31 | 0 | 0 | 0
[14 empty] | 730 | 30 | 0 | 0 | 0
[14 empty] | 729 | 29 | 0 | 0 | 0
[14 empty] | 728 | 28 | 0 | 0 | 0
[14 empty] | 727 | 27 | 0 | 0 | 0
[14 empty] | 726 | 26 | 0 | 0 | 0
[14 empty] | 725 | 25 | 0 | 0 | 0
[14 empty] | 724 | 24 | 0 | 0 | 0
[14 empty] | 723 | 23 | 0 | 0 | 0
[14 empty] | 722 | 22 | 0 | 0 | 0
[14 empty] | 721 | 21 | 0 | 0 | 0
[14 empty] | 720 | 20 | 0 | 0 | 0
[14 empty] | 719 | 19 | 0 | 0 | 0
[14 empty] | 718 | 18 | 0 | 0 | 0
[14 empty] | 717 | 17 | 0 | 0 | 0
[14 empty] | 716 | 16 | 0 | 0 | 0
[14 empty] | 715 | 15 | 0 | 0 | 0
[14 empty] | 714 | 14 | 0 | 0 | 0
[14 empty] | 713 | 13 | 0 | 0 | 0
[14 empty] | 712 | 12 | 0 | 0 | 0
[14 empty] | 711 | 11 | 0 | 0 | 0
[14 empty] | 710 | 10 | 0 | 0 | 0
[14 empty] | 709 | 9 | 0 | 0 | 0
[14 empty] | 708 | 8 | 0 | 0 | 0
[14 empty] | 707 | 7 | 0 | 0 | 0
[14 empty] | 706 | 6 | 0 | 0 | 0
[14 empty] | 705 | 5 | 0 | 0 | 0
[14 empty] | 704 | 4 | 0 | 0 | 0
[14 empty] | 703 | 3 | 0 | 0 | 0
[14 empty] | 702 | 2 | 0 | 0 | 0
[14 empty] | 701 | 1 | 0 | 0 | 0
[14 empty] | 700 | 100 | 0 | 0 | 0 | 8
[14 empty] | 699 | 99 | 0 | 0 | 0
[14 empty] | 698 | 98 | 0 | 0 | 0
[14 empty] | 697 | 97 | 0 | 0 | 0
[14 empty] | 696 | 96 | 0 | 0 | 0
[14 empty] | 695 | 95 | 0 | 0 | 0
[14 empty] | 694 | 94 | 0 | 0 | 0
[14 empty] | 693 | 93 | 0 | 0 | 0
[14 empty] | 692 | 92 | 0 | 0 | 0
[14 empty] | 691 | 91 | 0 | 0 | 0
[14 empty] | 690 | 90 | 0 | 0 | 0
[14 empty] | 689 | 89 | 0 | 0 | 0
[14 empty] | 688 | 88 | 0 | 0 | 0
[14 empty] | 687 | 87 | 0 | 0 | 0
[14 empty] | 686 | 86 | 0 | 0 | 0
[14 empty] | 685 | 85 | 0 | 0 | 0
[14 empty] | 684 | 84 | 0 | 0 | 0
[14 empty] | 683 | 83 | 0 | 0 | 0
[14 empty] | 682 | 82 | 0 | 0 | 0
[14 empty] | 681 | 81 | 0 | 0 | 0
[14 empty] | 680 | 80 | 0 | 0 | 0
[14 empty] | 679 | 79 | 0 | 0 | 0
[14 empty] | 678 | 78 | 0 | 0 | 0
[14 empty] | 677 | 77 | 0 | 0 | 0
[14 empty] | 676 | 76 | 0 | 0 | 0
[14 empty] | 675 | 75 | 0 | 0 | 0
[14 empty] | 674 | 74 | 0 | 0 | 0
[14 empty] | 673 | 73 | 0 | 0 | 0
[14 empty] | 672 | 72 | 0 | 0 | 0
[14 empty] | 671 | 71 | 0 | 0 | 0
[14 empty] | 670 | 70 | 0 | 0 | 0
[14 empty] | 669 | 69 | 0 | 0 | 0
[14 empty] | 668 | 68 | 0 | 0 | 0
[14 empty] | 667 | 67 | 0 | 0 | 0
[14 empty] | 666 | 66 | 0 | 0 | 0
[14 empty] | 665 | 65 | 0 | 0 | 0
[14 empty] | 664 | 64 | 0 | 0 | 0
[14 empty] | 663 | 63 | 0 | 0 | 0
[14 empty] | 662 | 62 | 0 | 0 | 0
[14 empty] | 661 | 61 | 0 | 0 | 0
[14 empty] | 660 | 60 | 0 | 0 | 0
[14 empty] | 659 | 59 | 0 | 0 | 0
[14 empty] | 658 | 58 | 0 | 0 | 0
[14 empty] | 657 | 57 | 0 | 0 | 0
[14 empty] | 656 | 56 | 0 | 0 | 0
[14 empty] | 655 | 55 | 0 | 0 | 0
[14 empty] | 654 | 54 | 0 | 0 | 0
[14 empty] | 653 | 53 | 0 | 0 | 0
[14 empty] | 652 | 52 | 0 | 0 | 0
[14 empty] | 651 | 51 | 0 | 0 | 0
[14 empty] | 650 | 50 | 0 | 0 | 0
[14 empty] | 649 | 49 | 0 | 0 | 0
[14 empty] | 648 | 48 | 0 | 0 | 0
[14 empty] | 647 | 47 | 0 | 0 | 0
[14 empty] | 646 | 46 | 0 | 0 | 0
[14 empty] | 645 | 45 | 0 | 0 | 0
[14 empty] | 644 | 44 | 0 | 0 | 0
[14 empty] | 643 | 43 | 0 | 0 | 0
[14 empty] | 642 | 42 | 0 | 0 | 0
[14 empty] | 641 | 41 | 0 | 0 | 0
[14 empty] | 640 | 40 | 0 | 0 | 0
[14 empty] | 639 | 39 | 0 | 0 | 0
[14 empty] | 638 | 38 | 0 | 0 | 0
[14 empty] | 637 | 37 | 0 | 0 | 0
[14 empty] | 636 | 36 | 0 | 0 | 0
[14 empty] | 635 | 35 | 0 | 0 | 0
[14 empty] | 634 | 34 | 0 | 0 | 0
[14 empty] | 633 | 33 | 0 | 0 | 0
[14 empty] | 632 | 32 | 0 | 0 | 0
[14 empty] | 631 | 31 | 0 | 0 | 0
[14 empty] | 630 | 30 | 0 | 0 | 0
[14 empty] | 629 | 29 | 0 | 0 | 0
[14 empty] | 628 | 28 | 0 | 0 | 0
[14 empty] | 627 | 27 | 0 | 0 | 0
[14 empty] | 626 | 26 | 0 | 0 | 0
[14 empty] | 625 | 25 | 0 | 0 | 0
[14 empty] | 624 | 24 | 0 | 0 | 0
[14 empty] | 623 | 23 | 0 | 0 | 0
[14 empty] | 622 | 22 | 0 | 0 | 0
[14 empty] | 621 | 21 | 0 | 0 | 0
[14 empty] | 620 | 20 | 0 | 0 | 0
[14 empty] | 619 | 19 | 0 | 0 | 0
[14 empty] | 618 | 18 | 0 | 0 | 0
[14 empty] | 617 | 17 | 0 | 0 | 0
[14 empty] | 616 | 16 | 0 | 0 | 0
[14 empty] | 615 | 15 | 0 | 0 | 0
[14 empty] | 614 | 14 | 0 | 0 | 0
[14 empty] | 613 | 13 | 0 | 0 | 0
[14 empty] | 612 | 12 | 0 | 0 | 0
[14 empty] | 611 | 11 | 0 | 0 | 0
[14 empty] | 610 | 10 | 0 | 0 | 0
[14 empty] | 609 | 9 | 0 | 0 | 0
[14 empty] | 608 | 8 | 0 | 0 | 0
[14 empty] | 607 | 7 | 0 | 0 | 0
[14 empty] | 606 | 6 | 0 | 0 | 0
[14 empty] | 605 | 5 | 0 | 0 | 0
[14 empty] | 604 | 4 | 0 | 0 | 0
[14 empty] | 603 | 3 | 0 | 0 | 0
[14 empty] | 602 | 2 | 0 | 0 | 0
[14 empty] | 601 | 1 | 0 | 0 | 0
[14 empty] | 600 | 100 | 0 | 0 | 0 | 9
[14 empty] | 599 | 99 | 0 | 0 | 0
[14 empty] | 598 | 98 | 0 | 0 | 0
[14 empty] | 597 | 97 | 0 | 0 | 0
[14 empty] | 596 | 96 | 0 | 0 | 0
[14 empty] | 595 | 95 | 0 | 0 | 0
[14 empty] | 594 | 94 | 0 | 0 | 0
[14 empty] | 593 | 93 | 0 | 0 | 0
[14 empty] | 592 | 92 | 0 | 0 | 0
[14 empty] | 591 | 91 | 0 | 0 | 0
[14 empty] | 590 | 90 | 0 | 0 | 0
[14 empty] | 589 | 89 | 0 | 0 | 0
[14 empty] | 588 | 88 | 0 | 0 | 0
[14 empty] | 587 | 87 | 0 | 0 | 0
[14 empty] | 586 | 86 | 0 | 0 | 0
[14 empty] | 585 | 85 | 0 | 0 | 0
[14 empty] | 584 | 84 | 0 | 0 | 0
[14 empty] | 583 | 83 | 0 | 0 | 0
[14 empty] | 582 | 82 | 0 | 0 | 0
[14 empty] | 581 | 81 | 0 | 0 | 0
[14 empty] | 580 | 80 | 0 | 0 | 0
[14 empty] | 579 | 79 | 0 | 0 | 0
[14 empty] | 578 | 78 | 0 | 0 | 0
[14 empty] | 577 | 77 | 0 | 0 | 0
[14 empty] | 576 | 76 | 0 | 0 | 0
[14 empty] | 575 | 75 | 0 | 0 | 0
[14 empty] | 574 | 74 | 0 | 0 | 0
[14 empty] | 573 | 73 | 0 | 0 | 0
[14 empty] | 572 | 72 | 0 | 0 | 0
[14 empty] | 571 | 71 | 0 | 0 | 0
[14 empty] | 570 | 70 | 0 | 0 | 0
[14 empty] | 569 | 69 | 0 | 0 | 0
[14 empty] | 568 | 68 | 0 | 0 | 0
[14 empty] | 567 | 67 | 0 | 0 | 0
[14 empty] | 566 | 66 | 0 | 0 | 0
[14 empty] | 565 | 65 | 0 | 0 | 0
[14 empty] | 564 | 64 | 0 | 0 | 0
[14 empty] | 563 | 63 | 0 | 0 | 0
[14 empty] | 562 | 62 | 0 | 0 | 0
[14 empty] | 561 | 61 | 0 | 0 | 0
[14 empty] | 560 | 60 | 0 | 0 | 0
[14 empty] | 559 | 59 | 0 | 0 | 0
[14 empty] | 558 | 58 | 0 | 0 | 0
[14 empty] | 557 | 57 | 0 | 0 | 0
[14 empty] | 556 | 56 | 0 | 0 | 0
[14 empty] | 555 | 55 | 0 | 0 | 0
[14 empty] | 554 | 54 | 0 | 0 | 0
[14 empty] | 553 | 53 | 0 | 0 | 0
[14 empty] | 552 | 52 | 0 | 0 | 0
[14 empty] | 551 | 51 | 0 | 0 | 0
[14 empty] | 550 | 50 | 0 | 0 | 0
[14 empty] | 549 | 49 | 0 | 0 | 0
[14 empty] | 548 | 48 | 0 | 0 | 0
[14 empty] | 547 | 47 | 0 | 0 | 0
[14 empty] | 546 | 46 | 0 | 0 | 0
[14 empty] | 545 | 45 | 0 | 0 | 0
[14 empty] | 544 | 44 | 0 | 0 | 0
[14 empty] | 543 | 43 | 0 | 0 | 0
[14 empty] | 542 | 42 | 0 | 0 | 0
[14 empty] | 541 | 41 | 0 | 0 | 0
[14 empty] | 540 | 40 | 0 | 0 | 0
[14 empty] | 539 | 39 | 0 | 0 | 0
[14 empty] | 538 | 38 | 0 | 0 | 0
[14 empty] | 537 | 37 | 0 | 0 | 0
[14 empty] | 536 | 36 | 0 | 0 | 0
[14 empty] | 535 | 35 | 0 | 0 | 0
[14 empty] | 534 | 34 | 0 | 0 | 0
[14 empty] | 533 | 33 | 0 | 0 | 0
[14 empty] | 532 | 32 | 0 | 0 | 0
[14 empty] | 531 | 31 | 0 | 0 | 0
[14 empty] | 530 | 30 | 0 | 0 | 0
[14 empty] | 529 | 29 | 0 | 0 | 0
[14 empty] | 528 | 28 | 0 | 0 | 0
[14 empty] | 527 | 27 | 0 | 0 | 0
[14 empty] | 526 | 26 | 0 | 0 | 0
[14 empty] | 525 | 25 | 0 | 0 | 0
[14 empty] | 524 | 24 | 0 | 0 | 0
[14 empty] | 523 | 23 | 0 | 0 | 0
[14 empty] | 522 | 22 | 0 | 0 | 0
[14 empty] | 521 | 21 | 0 | 0 | 0
[14 empty] | 520 | 20 | 0 | 0 | 0
[14 empty] | 519 | 19 | 0 | 0 | 0
[14 empty] | 518 | 18 | 0 | 0 | 0
[14 empty] | 517 | 17 | 0 | 0 | 0
[14 empty] | 516 | 16 | 0 | 0 | 0
[14 empty] | 515 | 15 | 0 | 0 | 0
[14 empty] | 514 | 14 | 0 | 0 | 0
[14 empty] | 513 | 13 | 0 | 0 | 0
[14 empty] | 512 | 12 | 0 | 0 | 0
[14 empty] | 511 | 11 | 0 | 0 | 0
[14 empty] | 510 | 10 | 0 | 0 | 0
[14 empty] | 509 | 9 | 0 | 0 | 0
[14 empty] | 508 | 8 | 0 | 0 | 0
[14 empty] | 507 | 7 | 0 | 0 | 0
[14 empty] | 506 | 6 | 0 | 0 | 0
[14 empty] | 505 | 5 | 0 | 0 | 0
[14 empty] | 504 | 4 | 0 | 0 | 0
[14 empty] | 503 | 3 | 0 | 0 | 0
[14 empty] | 502 | 2 | 0 | 0 | 0
[14 empty] | 501 | 1 | 0 | 0 | 0
[14 empty] | 500 | 100 | 0 | 0 | 0 | 10
[14 empty] | 499 | 99 | 0 | 0 | 0
[14 empty] | 498 | 98 | 0 | 0 | 0
[14 empty] | 497 | 97 | 0 | 0 | 0
[14 empty] | 496 | 96 | 0 | 0 | 0
[14 empty] | 495 | 95 | 0 | 0 | 0
[14 empty] | 494 | 94 | 0 | 0 | 0
[14 empty] | 493 | 93 | 0 | 0 | 0
[14 empty] | 492 | 92 | 0 | 0 | 0
[14 empty] | 491 | 91 | 0 | 0 | 0
[14 empty] | 490 | 90 | 0 | 0 | 0
[14 empty] | 489 | 89 | 0 | 0 | 0
[14 empty] | 488 | 88 | 0 | 0 | 0
[14 empty] | 487 | 87 | 0 | 0 | 0
[14 empty] | 486 | 86 | 0 | 0 | 0
[14 empty] | 485 | 85 | 0 | 0 | 0
[14 empty] | 484 | 84 | 0 | 0 | 0
[14 empty] | 483 | 83 | 0 | 0 | 0
[14 empty] | 482 | 82 | 0 | 0 | 0
[14 empty] | 481 | 81 | 0 | 0 | 0
[14 empty] | 480 | 80 | 0 | 0 | 0
[14 empty] | 479 | 79 | 0 | 0 | 0
[14 empty] | 478 | 78 | 0 | 0 | 0
[14 empty] | 477 | 77 | 0 | 0 | 0
[14 empty] | 476 | 76 | 0 | 0 | 0
[14 empty] | 475 | 75 | 0 | 0 | 0
[14 empty] | 474 | 74 | 0 | 0 | 0
[14 empty] | 473 | 73 | 0 | 0 | 0
[14 empty] | 472 | 72 | 0 | 0 | 0
[14 empty] | 471 | 71 | 0 | 0 | 0
[14 empty] | 470 | 70 | 0 | 0 | 0
[14 empty] | 469 | 69 | 0 | 0 | 0
[14 empty] | 468 | 68 | 0 | 0 | 0
[14 empty] | 467 | 67 | 0 | 0 | 0
[14 empty] | 466 | 66 | 0 | 0 | 0
[14 empty] | 465 | 65 | 0 | 0 | 0
[14 empty] | 464 | 64 | 0 | 0 | 0
[14 empty] | 463 | 63 | 0 | 0 | 0
[14 empty] | 462 | 62 | 0 | 0 | 0
[14 empty] | 461 | 61 | 0 | 0 | 0
[14 empty] | 460 | 60 | 0 | 0 | 0
[14 empty] | 459 | 59 | 0 | 0 | 0
[14 empty] | 458 | 58 | 0 | 0 | 0
[14 empty] | 457 | 57 | 0 | 0 | 0
[14 empty] | 456 | 56 | 0 | 0 | 0
[14 empty] | 455 | 55 | 0 | 0 | 0
[14 empty] | 454 | 54 | 0 | 0 | 0
[14 empty] | 453 | 53 | 0 | 0 | 0
[14 empty] | 452 | 52 | 0 | 0 | 0
[14 empty] | 451 | 51 | 0 | 0 | 0
[14 empty] | 450 | 50 | 0 | 0 | 0
[14 empty] | 449 | 49 | 0 | 0 | 0
[14 empty] | 448 | 48 | 0 | 0 | 0
[14 empty] | 447 | 47 | 0 | 0 | 0
[14 empty] | 446 | 46 | 0 | 0 | 0
[14 empty] | 445 | 45 | 0 | 0 | 0
[14 empty] | 444 | 44 | 0 | 0 | 0
[14 empty] | 443 | 43 | 0 | 0 | 0
[14 empty] | 442 | 42 | 0 | 0 | 0
[14 empty] | 441 | 41 | 0 | 0 | 0
[14 empty] | 440 | 40 | 0 | 0 | 0
[14 empty] | 439 | 39 | 0 | 0 | 0
[14 empty] | 438 | 38 | 0 | 0 | 0
[14 empty] | 437 | 37 | 0 | 0 | 0
[14 empty] | 436 | 36 | 0 | 0 | 0
[14 empty] | 435 | 35 | 0 | 0 | 0
[14 empty] | 434 | 34 | 0 | 0 | 0
[14 empty] | 433 | 33 | 0 | 0 | 0
[14 empty] | 432 | 32 | 0 | 0 | 0
[14 empty] | 431 | 31 | 0 | 0 | 0
[14 empty] | 430 | 30 | 0 | 0 | 0
[14 empty] | 429 | 29 | 0 | 0 | 0
[14 empty] | 428 | 28 | 0 | 0 | 0
[14 empty] | 427 | 27 | 0 | 0 | 0
[14 empty] | 426 | 26 | 0 | 0 | 0
[14 empty] | 425 | 25 | 0 | 0 | 0
[14 empty] | 424 | 24 | 0 | 0 | 0
[14 empty] | 423 | 23 | 0 | 0 | 0
[14 empty] | 422 | 22 | 0 | 0 | 0
[14 empty] | 421 | 21 | 0 | 0 | 0
[14 empty] | 420 | 20 | 0 | 0 | 0
[14 empty] | 419 | 19 | 0 | 0 | 0
[14 empty] | 418 | 18 | 0 | 0 | 0
[14 empty] | 417 | 17 | 0 | 0 | 0
[14 empty] | 416 | 16 | 0 | 0 | 0
[14 empty] | 415 | 15 | 0 | 0 | 0
[14 empty] | 414 | 14 | 0 | 0 | 0
[14 empty] | 413 | 13 | 0 | 0 | 0
[14 empty] | 412 | 12 | 0 | 0 | 0
[14 empty] | 411 | 11 | 0 | 0 | 0
[14 empty] | 410 | 10 | 0 | 0 | 0
[14 empty] | 409 | 9 | 0 | 0 | 0
[14 empty] | 408 | 8 | 0 | 0 | 0
[14 empty] | 407 | 7 | 0 | 0 | 0
[14 empty] | 406 | 6 | 0 | 0 | 0
[14 empty] | 405 | 5 | 0 | 0 | 0
[14 empty] | 404 | 4 | 0 | 0 | 0
[14 empty] | 403 | 3 | 0 | 0 | 0
[14 empty] | 402 | 2 | 0 | 0 | 0
[14 empty] | 401 | 1 | 0 | 0 | 0
[14 empty] | 400 | 100 | 0 | 0 | 0 | 11
[14 empty] | 399 | 99 | 0 | 0 | 0
[14 empty] | 398 | 98 | 0 | 0 | 0
[14 empty] | 397 | 97 | 0 | 0 | 0
[14 empty] | 396 | 96 | 0 | 0 | 0
[14 empty] | 395 | 95 | 0 | 0 | 0
[14 empty] | 394 | 94 | 0 | 0 | 0
[14 empty] | 393 | 93 | 0 | 0 | 0
[14 empty] | 392 | 92 | 0 | 0 | 0
[14 empty] | 391 | 91 | 0 | 0 | 0
[14 empty] | 390 | 90 | 0 | 0 | 0
[14 empty] | 389 | 89 | 0 | 0 | 0
[14 empty] | 388 | 88 | 0 | 0 | 0
[14 empty] | 387 | 87 | 0 | 0 | 0
[14 empty] | 386 | 86 | 0 | 0 | 0
[14 empty] | 385 | 85 | 0 | 0 | 0
[14 empty] | 384 | 84 | 0 | 0 | 0
[14 empty] | 383 | 83 | 0 | 0 | 0
[14 empty] | 382 | 82 | 0 | 0 | 0
[14 empty] | 381 | 81 | 0 | 0 | 0
[14 empty] | 380 | 80 | 0 | 0 | 0
[14 empty] | 379 | 79 | 0 | 0 | 0
[14 empty] | 378 | 78 | 0 | 0 | 0
[14 empty] | 377 | 77 | 0 | 0 | 0
[14 empty] | 376 | 76 | 0 | 0 | 0
[14 empty] | 375 | 75 | 0 | 0 | 0
[14 empty] | 374 | 74 | 0 | 0 | 0
[14 empty] | 373 | 73 | 0 | 0 | 0
[14 empty] | 372 | 72 | 0 | 0 | 0
[14 empty] | 371 | 71 | 0 | 0 | 0
[14 empty] | 370 | 70 | 0 | 0 | 0
[14 empty] | 369 | 69 | 0 | 0 | 0
[14 empty] | 368 | 68 | 0 | 0 | 0
[14 empty] | 367 | 67 | 0 | 0 | 0
[14 empty] | 366 | 66 | 0 | 0 | 0
[14 empty] | 365 | 65 | 0 | 0 | 0
[14 empty] | 364 | 64 | 0 | 0 | 0
[14 empty] | 363 | 63 | 0 | 0 | 0
[14 empty] | 362 | 62 | 0 | 0 | 0
[14 empty] | 361 | 61 | 0 | 0 | 0
[14 empty] | 360 | 60 | 0 | 0 | 0
[14 empty] | 359 | 59 | 0 | 0 | 0
[14 empty] | 358 | 58 | 0 | 0 | 0
[14 empty] | 357 | 57 | 0 | 0 | 0
[14 empty] | 356 | 56 | 0 | 0 | 0
[14 empty] | 355 | 55 | 0 | 0 | 0
[14 empty] | 354 | 54 | 0 | 0 | 0
[14 empty] | 353 | 53 | 0 | 0 | 0
[14 empty] | 352 | 52 | 0 | 0 | 0
[14 empty] | 351 | 51 | 0 | 0 | 0
[14 empty] | 350 | 50 | 0 | 0 | 0
[14 empty] | 349 | 49 | 0 | 0 | 0
[14 empty] | 348 | 48 | 0 | 0 | 0
[14 empty] | 347 | 47 | 0 | 0 | 0
[14 empty] | 346 | 46 | 0 | 0 | 0
[14 empty] | 345 | 45 | 0 | 0 | 0
[14 empty] | 344 | 44 | 0 | 0 | 0
[14 empty] | 343 | 43 | 0 | 0 | 0
[14 empty] | 342 | 42 | 0 | 0 | 0
[14 empty] | 341 | 41 | 0 | 0 | 0
[14 empty] | 340 | 40 | 0 | 0 | 0
[14 empty] | 339 | 39 | 0 | 0 | 0
[14 empty] | 338 | 38 | 0 | 0 | 0
[14 empty] | 337 | 37 | 0 | 0 | 0
[14 empty] | 336 | 36 | 0 | 0 | 0
[14 empty] | 335 | 35 | 0 | 0 | 0
[14 empty] | 334 | 34 | 0 | 0 | 0
[14 empty] | 333 | 33 | 0 | 0 | 0
[14 empty] | 332 | 32 | 0 | 0 | 0
[14 empty] | 331 | 31 | 0 | 0 | 0
[14 empty] | 330 | 30 | 0 | 0 | 0
[14 empty] | 329 | 29 | 0 | 0 | 0
[14 empty] | 328 | 28 | 0 | 0 | 0
[14 empty] | 327 | 27 | 0 | 0 | 0
[14 empty] | 326 | 26 | 0 | 0 | 0
[14 empty] | 325 | 25 | 0 | 0 | 0
[14 empty] | 324 | 24 | 0 | 0 | 0
[14 empty] | 323 | 23 | 0 | 0 | 0
[14 empty] | 322 | 22 | 0 | 0 | 0
[14 empty] | 321 | 21 | 0 | 0 | 0
[14 empty] | 320 | 20 | 0 | 0 | 0
[14 empty] | 319 | 19 | 0 | 0 | 0
[14 empty] | 318 | 18 | 0 | 0 | 0
[14 empty] | 317 | 17 | 0 | 0 | 0
[14 empty] | 316 | 16 | 0 | 0 | 0
[14 empty] | 315 | 15 | 0 | 0 | 0
[14 empty] | 314 | 14 | 0 | 0 | 0
[14 empty] | 313 | 13 | 0 | 0 | 0
[14 empty] | 312 | 12 | 0 | 0 | 0
[14 empty] | 311 | 11 | 0 | 0 | 0
[14 empty] | 310 | 10 | 0 | 0 | 0
[14 empty] | 309 | 9 | 0 | 0 | 0
[14 empty] | 308 | 8 | 0 | 0 | 0
[14 empty] | 307 | 7 | 0 | 0 | 0
[14 empty] | 306 | 6 | 0 | 0 | 0
[14 empty] | 305 | 5 | 0 | 0 | 0
[14 empty] | 304 | 4 | 0 | 0 | 0
[14 empty] | 303 | 3 | 0 | 0 | 0
[14 empty] | 302 | 2 | 0 | 0 | 0
[14 empty] | 301 | 1 | 0 | 0 | 0
[14 empty] | 300 | 100 | 0 | 0 | 0 | 12
[14 empty] | 299 | 99 | 0 | 0 | 0
[14 empty] | 298 | 98 | 0 | 0 | 0
[14 empty] | 297 | 97 | 0 | 0 | 0
[14 empty] | 296 | 96 | 0 | 0 | 0
[14 empty] | 295 | 95 | 0 | 0 | 0
[14 empty] | 294 | 94 | 0 | 0 | 0
[14 empty] | 293 | 93 | 0 | 0 | 0
[14 empty] | 292 | 92 | 0 | 0 | 0
[14 empty] | 291 | 91 | 0 | 0 | 0
[14 empty] | 290 | 90 | 0 | 0 | 0
[14 empty] | 289 | 89 | 0 | 0 | 0
[14 empty] | 288 | 88 | 0 | 0 | 0
[14 empty] | 287 | 87 | 0 | 0 | 0
[14 empty] | 286 | 86 | 0 | 0 | 0
[14 empty] | 285 | 85 | 0 | 0 | 0
[14 empty] | 284 | 84 | 0 | 0 | 0
[14 empty] | 283 | 83 | 0 | 0 | 0
[14 empty] | 282 | 82 | 0 | 0 | 0
[14 empty] | 281 | 81 | 0 | 0 | 0
[14 empty] | 280 | 80 | 0 | 0 | 0
[14 empty] | 279 | 79 | 0 | 0 | 0
[14 empty] | 278 | 78 | 0 | 0 | 0
[14 empty] | 277 | 77 | 0 | 0 | 0
[14 empty] | 276 | 76 | 0 | 0 | 0
[14 empty] | 275 | 75 | 0 | 0 | 0
[14 empty] | 274 | 74 | 0 | 0 | 0
[14 empty] | 273 | 73 | 0 | 0 | 0
[14 empty] | 272 | 72 | 0 | 0 | 0
[14 empty] | 271 | 71 | 0 | 0 | 0
[14 empty] | 270 | 70 | 0 | 0 | 0
[14 empty] | 269 | 69 | 0 | 0 | 0
[14 empty] | 268 | 68 | 0 | 0 | 0
[14 empty] | 267 | 67 | 0 | 0 | 0
[14 empty] | 266 | 66 | 0 | 0 | 0
[14 empty] | 265 | 65 | 0 | 0 | 0
[14 empty] | 264 | 64 | 0 | 0 | 0
[14 empty] | 263 | 63 | 0 | 0 | 0
[14 empty] | 262 | 62 | 0 | 0 | 0
[14 empty] | 261 | 61 | 0 | 0 | 0
[14 empty] | 260 | 60 | 0 | 0 | 0
[14 empty] | 259 | 59 | 0 | 0 | 0
[14 empty] | 258 | 58 | 0 | 0 | 0
[14 empty] | 257 | 57 | 0 | 0 | 0
[14 empty] | 256 | 56 | 0 | 0 | 0
[14 empty] | 255 | 55 | 0 | 0 | 0
[14 empty] | 254 | 54 | 0 | 0 | 0
[14 empty] | 253 | 53 | 0 | 0 | 0
[14 empty] | 252 | 52 | 0 | 0 | 0
[14 empty] | 251 | 51 | 0 | 0 | 0
[14 empty] | 250 | 50 | 0 | 0 | 0
[14 empty] | 249 | 49 | 0 | 0 | 0
[14 empty] | 248 | 48 | 0 | 0 | 0
[14 empty] | 247 | 47 | 0 | 0 | 0
[14 empty] | 246 | 46 | 0 | 0 | 0
[14 empty] | 245 | 45 | 0 | 0 | 0
[14 empty] | 244 | 44 | 0 | 0 | 0
[14 empty] | 243 | 43 | 0 | 0 | 0
[14 empty] | 242 | 42 | 0 | 0 | 0
[14 empty] | 241 | 41 | 0 | 0 | 0
[14 empty] | 240 | 40 | 0 | 0 | 0
[14 empty] | 239 | 39 | 0 | 0 | 0
[14 empty] | 238 | 38 | 0 | 0 | 0
[14 empty] | 237 | 37 | 0 | 0 | 0
[14 empty] | 236 | 36 | 0 | 0 | 0
[14 empty] | 235 | 35 | 0 | 0 | 0
[14 empty] | 234 | 34 | 0 | 0 | 0
[14 empty] | 233 | 33 | 0 | 0 | 0
[14 empty] | 232 | 32 | 0 | 0 | 0
[14 empty] | 231 | 31 | 0 | 0 | 0
[14 empty] | 230 | 30 | 0 | 0 | 0
[14 empty] | 229 | 29 | 0 | 0 | 0
[14 empty] | 228 | 28 | 0 | 0 | 0
[14 empty] | 227 | 27 | 0 | 0 | 0
[14 empty] | 226 | 26 | 0 | 0 | 0
[14 empty] | 225 | 25 | 0 | 0 | 0
[14 empty] | 224 | 24 | 0 | 0 | 0
[14 empty] | 223 | 23 | 0 | 0 | 0
[14 empty] | 222 | 22 | 0 | 0 | 0
[14 empty] | 221 | 21 | 0 | 0 | 0
[14 empty] | 220 | 20 | 0 | 0 | 0
[14 empty] | 219 | 19 | 0 | 0 | 0
[14 empty] | 218 | 18 | 0 | 0 | 0
[14 empty] | 217 | 17 | 0 | 0 | 0
[14 empty] | 216 | 16 | 0 | 0 | 0
[14 empty] | 215 | 15 | 0 | 0 | 0
[14 empty] | 214 | 14 | 0 | 0 | 0
[14 empty] | 213 | 13 | 0 | 0 | 0
[14 empty] | 212 | 12 | 0 | 0 | 0
[14 empty] | 211 | 11 | 0 | 0 | 0
[14 empty] | 210 | 10 | 0 | 0 | 0
[14 empty] | 209 | 9 | 0 | 0 | 0
[14 empty] | 208 | 8 | 0 | 0 | 0
[14 empty] | 207 | 7 | 0 | 0 | 0
[14 empty] | 206 | 6 | 0 | 0 | 0
[14 empty] | 205 | 5 | 0 | 0 | 0
[14 empty] | 204 | 4 | 0 | 0 | 0
[14 empty] | 203 | 3 | 0 | 0 | 0
[14 empty] | 202 | 2 | 0 | 0 | 0
[14 empty] | 201 | 1 | 0 | 0 | 0
[14 empty] | 200 | 100 | 0 | 0 | 0 | 13
[14 empty] | 199 | 99 | 0 | 0 | 0
[14 empty] | 198 | 98 | 0 | 0 | 0
[14 empty] | 197 | 97 | 0 | 0 | 0
[14 empty] | 196 | 96 | 0 | 0 | 0
[14 empty] | 195 | 95 | 0 | 0 | 0
[14 empty] | 194 | 94 | 0 | 0 | 0
[14 empty] | 193 | 93 | 0 | 0 | 0
[14 empty] | 192 | 92 | 0 | 0 | 0
[14 empty] | 191 | 91 | 0 | 0 | 0
[14 empty] | 190 | 90 | 0 | 0 | 0
[14 empty] | 189 | 89 | 0 | 0 | 0
[14 empty] | 188 | 88 | 0 | 0 | 0
[14 empty] | 187 | 87 | 0 | 0 | 0
[14 empty] | 186 | 86 | 0 | 0 | 0
[14 empty] | 185 | 85 | 0 | 0 | 0
[14 empty] | 184 | 84 | 0 | 0 | 0
[14 empty] | 183 | 83 | 0 | 0 | 0
[14 empty] | 182 | 82 | 0 | 0 | 0
[14 empty] | 181 | 81 | 0 | 0 | 0
[14 empty] | 180 | 80 | 0 | 0 | 0
[14 empty] | 179 | 79 | 0 | 0 | 0
[14 empty] | 178 | 78 | 0 | 0 | 0
[14 empty] | 177 | 77 | 0 | 0 | 0
[14 empty] | 176 | 76 | 0 | 0 | 0
[14 empty] | 175 | 75 | 0 | 0 | 0
[14 empty] | 174 | 74 | 0 | 0 | 0
[14 empty] | 173 | 73 | 0 | 0 | 0
[14 empty] | 172 | 72 | 0 | 0 | 0
[14 empty] | 171 | 71 | 0 | 0 | 0
[14 empty] | 170 | 70 | 0 | 0 | 0
[14 empty] | 169 | 69 | 0 | 0 | 0
[14 empty] | 168 | 68 | 0 | 0 | 0
[14 empty] | 167 | 67 | 0 | 0 | 0
[14 empty] | 166 | 66 | 0 | 0 | 0
[14 empty] | 165 | 65 | 0 | 0 | 0
[14 empty] | 164 | 64 | 0 | 0 | 0
[14 empty] | 163 | 63 | 0 | 0 | 0
[14 empty] | 162 | 62 | 0 | 0 | 0
[14 empty] | 161 | 61 | 0 | 0 | 0
[14 empty] | 160 | 60 | 0 | 0 | 0
[14 empty] | 159 | 59 | 0 | 0 | 0
[14 empty] | 158 | 58 | 0 | 0 | 0
[14 empty] | 157 | 57 | 0 | 0 | 0
[14 empty] | 156 | 56 | 0 | 0 | 0
[14 empty] | 155 | 55 | 0 | 0 | 0
[14 empty] | 154 | 54 | 0 | 0 | 0
[14 empty] | 153 | 53 | 0 | 0 | 0
[14 empty] | 152 | 52 | 0 | 0 | 0
[14 empty] | 151 | 51 | 0 | 0 | 0
[14 empty] | 150 | 50 | 0 | 0 | 0
[14 empty] | 149 | 49 | 0 | 0 | 0
[14 empty] | 148 | 48 | 0 | 0 | 0
[14 empty] | 147 | 47 | 0 | 0 | 0
[14 empty] | 146 | 46 | 0 | 0 | 0
[14 empty] | 145 | 45 | 0 | 0 | 0
[14 empty] | 144 | 44 | 0 | 0 | 0
[14 empty] | 143 | 43 | 0 | 0 | 0
[14 empty] | 142 | 42 | 0 | 0 | 0
[14 empty] | 141 | 41 | 0 | 0 | 0
[14 empty] | 140 | 40 | 0 | 0 | 0
[14 empty] | 139 | 39 | 0 | 0 | 0
[14 empty] | 138 | 38 | 0 | 0 | 0
[14 empty] | 137 | 37 | 0 | 0 | 0
[14 empty] | 136 | 36 | 0 | 0 | 0
[14 empty] | 135 | 35 | 0 | 0 | 0
[14 empty] | 134 | 34 | 0 | 0 | 0
[14 empty] | 133 | 33 | 0 | 0 | 0
[14 empty] | 132 | 32 | 0 | 0 | 0
[14 empty] | 131 | 31 | 0 | 0 | 0
[14 empty] | 130 | 30 | 0 | 0 | 0
[14 empty] | 129 | 29 | 0 | 0 | 0
[14 empty] | 128 | 28 | 0 | 0 | 0
[14 empty] | 127 | 27 | 0 | 0 | 0
[14 empty] | 126 | 26 | 0 | 0 | 0
[14 empty] | 125 | 25 | 0 | 0 | 0
[14 empty] | 124 | 24 | 0 | 0 | 0
[14 empty] | 123 | 23 | 0 | 0 | 0
[14 empty] | 122 | 22 | 0 | 0 | 0
[14 empty] | 121 | 21 | 0 | 0 | 0
[14 empty] | 120 | 20 | 0 | 0 | 0
[14 empty] | 119 | 19 | 0 | 0 | 0
[14 empty] | 118 | 18 | 0 | 0 | 0
[14 empty] | 117 | 17 | 0 | 0 | 0
[14 empty] | 116 | 16 | 0 | 0 | 0
[14 empty] | 115 | 15 | 0 | 0 | 0
[14 empty] | 114 | 14 | 0 | 0 | 0
[14 empty] | 113 | 13 | 0 | 0 | 0
[14 empty] | 112 | 12 | 0 | 0 | 0
[14 empty] | 111 | 11 | 0 | 0 | 0
[14 empty] | 110 | 10 | 0 | 0 | 0
[14 empty] | 109 | 9 | 0 | 0 | 0
[14 empty] | 108 | 8 | 0 | 0 | 0
[14 empty] | 107 | 7 | 0 | 0 | 0
[14 empty] | 106 | 6 | 0 | 0 | 0
[14 empty] | 105 | 5 | 0 | 0 | 0
[14 empty] | 104 | 4 | 0 | 0 | 0
[14 empty] | 103 | 3 | 0 | 0 | 0
[14 empty] | 102 | 2 | 0 | 0 | 0
[14 empty] | 101 | 1 | 0 | 0 | 0
[14 empty] | 100 | 100 | 0 | 0 | 0 | 14
[14 empty] | 99 | 99 | 0 | 0 | 0
[14 empty] | 98 | 98 | 0 | 0 | 0
[14 empty] | 97 | 97 | 0 | 0 | 0
[14 empty] | 96 | 96 | 0 | 0 | 0
[14 empty] | 95 | 95 | 0 | 0 | 0
[14 empty] | 94 | 94 | 0 | 0 | 0
[14 empty] | 93 | 93 | 0 | 0 | 0
[14 empty] | 92 | 92 | 0 | 0 | 0
[14 empty] | 91 | 91 | 0 | 0 | 0
[14 empty] | 90 | 90 | 0 | 0 | 0
[14 empty] | 89 | 89 | 0 | 0 | 0
[14 empty] | 88 | 88 | 0 | 0 | 0
[14 empty] | 87 | 87 | 0 | 0 | 0
[14 empty] | 86 | 86 | 0 | 0 | 0
[14 empty] | 85 | 85 | 0 | 0 | 0
[14 empty] | 84 | 84 | 0 | 0 | 0
[14 empty] | 83 | 83 | 0 | 0 | 0
[14 empty] | 82 | 82 | 0 | 0 | 0
[14 empty] | 81 | 81 | 0 | 0 | 0
[14 empty] | 80 | 80 | 0 | 0 | 0
[14 empty] | 79 | 79 | 0 | 0 | 0
[14 empty] | 78 | 78 | 0 | 0 | 0
[14 empty] | 77 | 77 | 0 | 0 | 0
[14 empty] | 76 | 76 | 0 | 0 | 0
[14 empty] | 75 | 75 | 0 | 0 | 0
[14 empty] | 74 | 74 | 0 | 0 | 0
[14 empty] | 73 | 73 | 0 | 0 | 0
[14 empty] | 72 | 72 | 0 | 0 | 0
[14 empty] | 71 | 71 | 0 | 0 | 0
[14 empty] | 70 | 70 | 0 | 0 | 0
[14 empty] | 69 | 69 | 0 | 0 | 0
[14 empty] | 68 | 68 | 0 | 0 | 0
[14 empty] | 67 | 67 | 0 | 0 | 0
[14 empty] | 66 | 66 | 0 | 0 | 0
[14 empty] | 65 | 65 | 0 | 0 | 0
[14 empty] | 64 | 64 | 0 | 0 | 0
[14 empty] | 63 | 63 | 0 | 0 | 0
[14 empty] | 62 | 62 | 0 | 0 | 0
[14 empty] | 61 | 61 | 0 | 0 | 0
[14 empty] | 60 | 60 | 0 | 0 | 0
[14 empty] | 59 | 59 | 0 | 0 | 0
[14 empty] | 58 | 58 | 0 | 0 | 0
[14 empty] | 57 | 57 | 0 | 0 | 0
[14 empty] | 56 | 56 | 0 | 0 | 0
[14 empty] | 55 | 55 | 0 | 0 | 0
[14 empty] | 54 | 54 | 0 | 0 | 0
[14 empty] | 53 | 53 | 0 | 0 | 0
[14 empty] | 52 | 52 | 0 | 0 | 0
[14 empty] | 51 | 51 | 0 | 0 | 0
[14 empty] | 50 | 50 | 0 | 0 | 0
[14 empty] | 49 | 49 | 0 | 0 | 0
[14 empty] | 48 | 48 | 0 | 0 | 0
[14 empty] | 47 | 47 | 0 | 0 | 0
[14 empty] | 46 | 46 | 0 | 0 | 0
[14 empty] | 45 | 45 | 0 | 0 | 0
[14 empty] | 44 | 44 | 0 | 0 | 0
[14 empty] | 43 | 43 | 0 | 0 | 0
[14 empty] | 42 | 42 | 0 | 0 | 0
[14 empty] | 41 | 41 | 0 | 0 | 0
[14 empty] | 40 | 40 | 0 | 0 | 0
[14 empty] | 39 | 39 | 0 | 0 | 0
[14 empty] | 38 | 38 | 0 | 0 | 0
[14 empty] | 37 | 37 | 0 | 0 | 0
[14 empty] | 36 | 36 | 0 | 0 | 0
[14 empty] | 35 | 35 | 0 | 0 | 0
[14 empty] | 34 | 34 | 0 | 0 | 0
[14 empty] | 33 | 33 | 0 | 0 | 0
[14 empty] | 32 | 32 | 0 | 0 | 0
[14 empty] | 31 | 31 | 0 | 0 | 0
[14 empty] | 30 | 30 | 0 | 0 | 0
[14 empty] | 29 | 29 | 0 | 0 | 0
[14 empty] | 28 | 28 | 0 | 0 | 0
[14 empty] | 27 | 27 | 0 | 0 | 0
[14 empty] | 26 | 26 | 0 | 0 | 0
[14 empty] | 25 | 25 | 0 | 0 | 0
[14 empty] | 24 | 24 | 0 | 0 | 0
[14 empty] | 23 | 23 | 0 | 0 | 0
[14 empty] | 22 | 22 | 0 | 0 | 0
[14 empty] | 21 | 21 | 0 | 0 | 0
[14 empty] | 20 | 20 | 0 | 0 | 0
[14 empty] | 19 | 19 | 0 | 0 | 0
[14 empty] | 18 | 18 | 0 | 0 | 0
[14 empty] | 17 | 17 | 0 | 0 | 0
[14 empty] | 16 | 16 | 0 | 0 | 0
[14 empty] | 15 | 15 | 0 | 0 | 0
[14 empty] | 14 | 14 | 0 | 0 | 0
[14 empty] | 13 | 13 | 0 | 0 | 0
[14 empty] | 12 | 12 | 0 | 0 | 0
[14 empty] | 11 | 11 | 0 | 0 | 0
[14 empty] | 10 | 10 | 0 | 0 | 0
[14 empty] | 9 | 9 | 0 | 0 | 0
[14 empty] | 8 | 8 | 0 | 0 | 0
[14 empty] | 7 | 7 | 0 | 0 | 0
[14 empty] | 6 | 6 | 0 | 0 | 0
[14 empty] | 5 | 5 | 0 | 0 | 0
[14 empty] | 4 | 4 | 0 | 0 | 0
[14 empty] | 3 | 3 | 0 | 0 | 0
[14 empty] | 2 | 2 | 0 | 0 | 0
[14 empty] | 1 | 1 | 0 | 0 | 0

## UPC_IPC_ASHRAE (hidden)
Conversion of Fixture Units to Equivalent gpm |  |  | Conversion of Fixture Units to Equivalent gpm | UPC | UPC |  | Conversion of Fixture Units to Equivalent gpm | ASHARE |  | ASHARE |  | Conversion of Fixture Units to Equivalent gpm
FU | GPM | Demand (Load) Fixture Units | gpm | Liters | FU | GPM | Demand (Load) Fixture Units | Demand (Load), gpm System With Flush Tanks |  | FU | GPM | Demand (Load) Fixture Units | Demand (Load), gpm System With Flush Tanks
1 | 1 | 1 | 0 | 0 | 1 | 0 | 1 | 5 | 7.5 | 1 | 5 | 6 | 5
2 | 2 | 2 | 1.0013 | 3.79 | 2 | 1.0013 | 25 | 13 |  | 2 | 5.3333 | 7 | 5.75
3 | 3 | 3 | 3.0119 | 11.4 | 3 | 3.0119 | 50 | 18 |  | 3 | 5.6667 | 8 | 6.5
4 | 4 | 4 | 3.9894 | 15.1 | 4 | 3.9894 | 75 | 22.5 |  | 4 | 6 | 9 | 7.25
5 | 5 | 5 | 4.9934 | 18.9 | 5 | 4.9934 | 100 | 26 |  | 5 | 6.3333 | 10 | 8
6 | 6 | 6 | 5.9974 | 22.7 | 6 | 5.9974 | 125 | 29 |  | 6 | 6.6667 | 11 | 8.5
7 | 6.25 | 8 | 6.4993 | 24.6 | 7 | 6.2483 | 150 | 31 |  | 7 | 7 | 12 | 9
8 | 6.5 | 10 | 8.0053 | 30.3 | 8 | 6.4993 | 175 | 33.5 |  | 8 | 7.3333 | 13 | 10
9 | 7.25 | 12 | 9.0092 | 34.1 | 9 | 7.2523 | 200 | 35 |  | 9 | 7.6667 | 14 | 11
10 | 8 | 14 | 10.9908 | 41.6 | 10 | 8.0053 | 225 | 37 |  | 10 | 8 | 15 | 11.5
11 | 8.5 | 16 | 11.9947 | 45.4 | 11 | 8.5073 | 250 | 39 |  | 11 | 8.3333 | 16 | 12
12 | 9 | 18 | 12.9987 | 49.2 | 12 | 9.0092 | 275 | 41 |  | 12 | 8.6667 | 17 | 12.5
13 | 10 | 20 | 14.0026 | 53 | 13 | 10 | 300 | 42.5 |  | 13 | 9 | 18 | 13
14 | 11 | 25 | 16.9881 | 64.3 | 14 | 10.9908 | 325 | 44 |  | 14 | 9.3333 | 19 | 13.5
15 | 11.5 | 30 | 20 | 75.7 | 15 | 11.4927 | 350 | 45 |  | 15 | 9.6667 | 20 | 14
16 | 12 | 35 | 23.0119 | 87.1 | 16 | 11.9947 | 375 | 46 |  | 16 | 10 | 21 | 14.6
17 | 12.5 | 40 | 24.9934 | 94.6 | 17 | 12.4967 | 400 | 47 |  | 17 | 10.3333 | 22 | 15.2
18 | 13 | 45 | 26.9485 | 102 | 18 | 12.9987 |  |  |  | 18 | 10.6667 | 23 | 15.8
19 | 13.5 | 50 | 29.0621 | 110 | 19 | 13.5007 |  |  |  | 19 | 11 | 24 | 16.4
20 | 14 | 60 | 31.9683 | 121 | 20 | 14.0026 |  |  |  | 20 | 11.3333 | 25 | 17
21 | 14.6 | 70 | 34.8745 | 132 | 21 | 14.5997 |  |  |  | 21 | 11.6667 | 26 | 17.6
22 | 15.2 | 80 | 38.0449 | 144 | 22 | 15.1968 |  |  |  | 22 | 12 | 27 | 18.2
23 | 15.8 | 90 | 40.9511 | 155 | 23 | 15.7939 |  |  |  | 23 | 12.3333 | 28 | 18.8
24 | 16.4 | 100 | 44.1215 | 167 | 24 | 16.391 |  |  |  | 24 | 12.6667 | 29 | 19.4
25 | 17 | 120 | 48.0845 | 182 | 25 | 16.9881 |  |  |  | 25 | 13 | 30 | 20
26 | 17.6 | 140 | 53.1044 | 201 | 26 | 17.5905 |  |  |  | 26 | 13.2 | 31 | 20.6
27 | 18.2 | 160 | 57.0674 | 216 | 27 | 18.1929 |  |  |  | 27 | 13.4 | 32 | 21.2
28 | 18.8 | 180 | 61.0304 | 231 | 28 | 18.7952 |  |  |  | 28 | 13.6 | 33 | 21.8
29 | 19.4 | 200 | 64.9934 | 246 | 29 | 19.3976 |  |  |  | 29 | 13.8 | 34 | 22.4
30 | 20 | 225 | 70.0132 | 265 | 30 | 20 |  |  |  | 30 | 14 | 35 | 23
31 | 20.6 | 250 | 75.033 | 284 | 31 | 20.6024 |  |  |  | 31 | 14.2 | 36 | 23.4
32 | 21.2 | 275 | 80.0528 | 303 | 32 | 21.2048 |  |  |  | 32 | 14.4 | 37 | 23.8
33 | 21.8 | 300 | 85.0727 | 322 | 33 | 21.8071 |  |  |  | 33 | 14.6 | 38 | 24.2
34 | 22.4 | 400 | 104.8877 | 397 | 34 | 22.4095 |  |  |  | 34 | 14.8 | 39 | 24.6
35 | 23 | 500 | 124.967 | 473 | 35 | 23.0119 |  |  |  | 35 | 15 | 40 | 25
36 | 23.4 | 750 | 169.8811 | 643 | 36 | 23.4082 |  |  |  | 36 | 15.2 | 41 | 25.4
37 | 23.8 | 1000 | 207.926 | 787 | 37 | 23.8045 |  |  |  | 37 | 15.4 | 42 | 25.8
38 | 24.2 | 1250 | 239.8943 | 908 | 38 | 24.2008 |  |  |  | 38 | 15.6 | 43 | 26.2
39 | 24.6 | 1500 | 267.107 | 1011 | 39 | 24.5971 |  |  |  | 39 | 15.8 | 44 | 26.6
40 | 25 | 1750 | 294.0555 | 1113 | 40 | 24.9934 |  |  |  | 40 | 16 | 45 | 27
41 | 25.4 | 2000 | 321.004 | 1215 | 41 | 25.3844 |  |  |  | 41 | 16.2 | 46 | 27.4
42 | 25.8 | 2250 | 347.9524 | 1317 | 42 | 25.7754 |  |  |  | 42 | 16.4 | 47 | 27.8
43 | 26.2 | 2500 | 374.9009 | 1419 | 43 | 26.1664 |  |  |  | 43 | 16.6 | 48 | 28.2
44 | 26.6 | 2750 | 402.1136 | 1522 | 44 | 26.5575 |  |  |  | 44 | 16.8 | 49 | 28.6
45 | 27 | 3000 | 431.9683 | 1635 | 45 | 26.9485 |  |  |  | 45 | 17 | 50 | 29
46 | 27.4 | 4000 | 524.967 | 1987 | 46 | 27.3712 |  |  |  | 46 | 17.2 | 51 | 29.3
47 | 27.8 | 5000 | 593.1308 | 2245 | 47 | 27.7939 |  |  |  | 47 | 17.4 | 52 | 29.6
48 | 28.2 | 6000 | 643.0647 | 2434 | 48 | 28.2166 |  |  |  | 48 | 17.6 | 53 | 29.9
49 | 28.6 | 7000 | 685.0727 | 2593 | 49 | 28.6394 |  |  |  | 49 | 17.8 | 54 | 30.2
50 | 29 | 8000 | 718.0978 | 2718 | 50 | 29.0621 |  |  |  | 50 | 18 | 55 | 30.5
51 | 29.3 | 9000 | 745.0462 | 2820 | 51 | 29.3527 |  |  |  | 51 | 18.18 | 56 | 30.8
52 | 29.6 | 10000 | 769.0885 | 2911 | 52 | 29.6433 |  |  |  | 52 | 18.36 | 57 | 31.1
53 | 29.9 |  |  |  | 53 | 29.9339 |  |  |  | 53 | 18.54 | 58 | 31.4
54 | 30.2 |  |  |  | 54 | 30.2246 |  |  |  | 54 | 18.72 | 59 | 31.7
55 | 30.5 |  |  |  | 55 | 30.5152 |  |  |  | 55 | 18.9 | 60 | 32
56 | 30.8 |  |  |  | 56 | 30.8058 |  |  |  | 56 | 19.08 | 61 | 32.3
57 | 31.1 |  |  |  | 57 | 31.0964 |  |  |  | 57 | 19.26 | 62 | 32.6
58 | 31.4 |  |  |  | 58 | 31.3871 |  |  |  | 58 | 19.44 | 63 | 32.9
59 | 31.7 |  |  |  | 59 | 31.6777 |  |  |  | 59 | 19.62 | 64 | 33.2
60 | 32 |  |  |  | 60 | 31.9683 |  |  |  | 60 | 19.8 | 65 | 33.5
61 | 32.3 |  |  |  | 61 | 32.2589 |  |  |  | 61 | 19.98 | 66 | 33.8
62 | 32.6 |  |  |  | 62 | 32.5495 |  |  |  | 62 | 20.16 | 67 | 34.1
63 | 32.9 |  |  |  | 63 | 32.8402 |  |  |  | 63 | 20.34 | 68 | 34.4
64 | 33.2 |  |  |  | 64 | 33.1308 |  |  |  | 64 | 20.52 | 69 | 34.7
65 | 33.5 |  |  |  | 65 | 33.4214 |  |  |  | 65 | 20.7 | 70 | 35
66 | 33.8 |  |  |  | 66 | 33.712 |  |  |  | 66 | 20.88 | 71 | 35.3
67 | 34.1 |  |  |  | 67 | 34.0026 |  |  |  | 67 | 21.06 | 72 | 35.6
68 | 34.4 |  |  |  | 68 | 34.2933 |  |  |  | 68 | 21.24 | 73 | 35.9
69 | 34.7 |  |  |  | 69 | 34.5839 |  |  |  | 69 | 21.42 | 74 | 36.2
70 | 35 |  |  |  | 70 | 34.8745 |  |  |  | 70 | 21.6 | 75 | 36.5
71 | 35.3 |  |  |  | 71 | 35.1915 |  |  |  | 71 | 21.78 | 76 | 36.8
72 | 35.6 |  |  |  | 72 | 35.5086 |  |  |  | 72 | 21.96 | 77 | 37.1
73 | 35.9 |  |  |  | 73 | 35.8256 |  |  |  | 73 | 22.14 | 78 | 37.4
74 | 36.2 |  |  |  | 74 | 36.1427 |  |  |  | 74 | 22.32 | 79 | 37.7
75 | 36.5 |  |  |  | 75 | 36.4597 |  |  |  | 75 | 22.5 | 80 | 38
76 | 36.8 |  |  |  | 76 | 36.7768 |  |  |  | 76 | 22.64 | 81 | 38.3
77 | 37.1 |  |  |  | 77 | 37.0938 |  |  |  | 77 | 22.78 | 82 | 38.6
78 | 37.4 |  |  |  | 78 | 37.4108 |  |  |  | 78 | 22.92 | 83 | 38.9
79 | 37.7 |  |  |  | 79 | 37.7279 |  |  |  | 79 | 23.06 | 84 | 39.2
80 | 38 |  |  |  | 80 | 38.0449 |  |  |  | 80 | 23.2 | 85 | 39.5
81 | 38.3 |  |  |  | 81 | 38.3355 |  |  |  | 81 | 23.34 | 86 | 39.8
82 | 38.6 |  |  |  | 82 | 38.6262 |  |  |  | 82 | 23.48 | 87 | 40.1
83 | 38.9 |  |  |  | 83 | 38.9168 |  |  |  | 83 | 23.62 | 88 | 40.4
84 | 39.2 |  |  |  | 84 | 39.2074 |  |  |  | 84 | 23.76 | 89 | 40.7
85 | 39.5 |  |  |  | 85 | 39.498 |  |  |  | 85 | 23.9 | 90 | 41
86 | 39.8 |  |  |  | 86 | 39.7886 |  |  |  | 86 | 24.04 | 91 | 41.3
87 | 40.1 |  |  |  | 87 | 40.0793 |  |  |  | 87 | 24.18 | 92 | 41.6
88 | 40.4 |  |  |  | 88 | 40.3699 |  |  |  | 88 | 24.32 | 93 | 41.9
89 | 40.7 |  |  |  | 89 | 40.6605 |  |  |  | 89 | 24.46 | 94 | 42.2
90 | 41 |  |  |  | 90 | 40.9511 |  |  |  | 90 | 24.6 | 95 | 42.5
91 | 41.3 |  |  |  | 91 | 41.2682 |  |  |  | 91 | 24.74 | 96 | 42.8
92 | 41.6 |  |  |  | 92 | 41.5852 |  |  |  | 92 | 24.88 | 97 | 43.1
93 | 41.9 |  |  |  | 93 | 41.9022 |  |  |  | 93 | 25.02 | 98 | 43.4
94 | 42.2 |  |  |  | 94 | 42.2193 |  |  |  | 94 | 25.16 | 99 | 43.7
95 | 42.5 |  |  |  | 95 | 42.5363 |  |  |  | 95 | 25.3 | 100 | 44
96 | 42.8 |  |  |  | 96 | 42.8534 |  |  |  | 96 | 25.44 | 101 | 44.2
97 | 43.1 |  |  |  | 97 | 43.1704 |  |  |  | 97 | 25.58 | 102 | 44.4
98 | 43.4 |  |  |  | 98 | 43.4875 |  |  |  | 98 | 25.72 | 103 | 44.6
99 | 43.7 |  |  |  | 99 | 43.8045 |  |  |  | 99 | 25.86 | 104 | 44.8
100 | 44 |  |  |  | 100 | 44.1215 |  |  |  | 100 | 26 | 105 | 45
101 | 44.2 |  |  |  | 101 | 44.3197 |  |  |  | 101 | 26.12 | 106 | 45.2
102 | 44.4 |  |  |  | 102 | 44.5178 |  |  |  | 102 | 26.24 | 107 | 45.4
103 | 44.6 |  |  |  | 103 | 44.716 |  |  |  | 103 | 26.36 | 108 | 45.6
104 | 44.8 |  |  |  | 104 | 44.9141 |  |  |  | 104 | 26.48 | 109 | 45.8
105 | 45 |  |  |  | 105 | 45.1123 |  |  |  | 105 | 26.6 | 110 | 46
106 | 45.2 |  |  |  | 106 | 45.3104 |  |  |  | 106 | 26.72 | 111 | 46.2
107 | 45.4 |  |  |  | 107 | 45.5086 |  |  |  | 107 | 26.84 | 112 | 46.4
108 | 45.6 |  |  |  | 108 | 45.7067 |  |  |  | 108 | 26.96 | 113 | 46.6
109 | 45.8 |  |  |  | 109 | 45.9049 |  |  |  | 109 | 27.08 | 114 | 46.8
110 | 46 |  |  |  | 110 | 46.103 |  |  |  | 110 | 27.2 | 115 | 47
111 | 46.2 |  |  |  | 111 | 46.3012 |  |  |  | 111 | 27.32 | 116 | 47.2
112 | 46.4 |  |  |  | 112 | 46.4993 |  |  |  | 112 | 27.44 | 117 | 47.4
113 | 46.6 |  |  |  | 113 | 46.6975 |  |  |  | 113 | 27.56 | 118 | 47.6
114 | 46.8 |  |  |  | 114 | 46.8956 |  |  |  | 114 | 27.68 | 119 | 47.8
115 | 47 |  |  |  | 115 | 47.0938 |  |  |  | 115 | 27.8 | 120 | 48
116 | 47.2 |  |  |  | 116 | 47.2919 |  |  |  | 116 | 27.92 | 121 | 48.25
117 | 47.4 |  |  |  | 117 | 47.4901 |  |  |  | 117 | 28.04 | 122 | 48.5
118 | 47.6 |  |  |  | 118 | 47.6882 |  |  |  | 118 | 28.16 | 123 | 48.75
119 | 47.8 |  |  |  | 119 | 47.8864 |  |  |  | 119 | 28.28 | 124 | 49
120 | 48 |  |  |  | 120 | 48.0845 |  |  |  | 120 | 28.4 | 125 | 49.25
121 | 48.25 |  |  |  | 121 | 48.3355 |  |  |  | 121 | 28.52 | 126 | 49.5
122 | 48.5 |  |  |  | 122 | 48.5865 |  |  |  | 122 | 28.64 | 127 | 49.75
123 | 48.75 |  |  |  | 123 | 48.8375 |  |  |  | 123 | 28.76 | 128 | 50
124 | 49 |  |  |  | 124 | 49.0885 |  |  |  | 124 | 28.88 | 129 | 50.25
125 | 49.25 |  |  |  | 125 | 49.3395 |  |  |  | 125 | 29 | 130 | 50.5
126 | 49.5 |  |  |  | 126 | 49.5905 |  |  |  | 126 | 29.08 | 131 | 50.75
127 | 49.75 |  |  |  | 127 | 49.8415 |  |  |  | 127 | 29.16 | 132 | 51
128 | 50 |  |  |  | 128 | 50.0925 |  |  |  | 128 | 29.24 | 133 | 51.25
129 | 50.25 |  |  |  | 129 | 50.3435 |  |  |  | 129 | 29.32 | 134 | 51.5
130 | 50.5 |  |  |  | 130 | 50.5945 |  |  |  | 130 | 29.4 | 135 | 51.75
131 | 50.75 |  |  |  | 131 | 50.8454 |  |  |  | 131 | 29.48 | 136 | 52
132 | 51 |  |  |  | 132 | 51.0964 |  |  |  | 132 | 29.56 | 137 | 52.25
133 | 51.25 |  |  |  | 133 | 51.3474 |  |  |  | 133 | 29.64 | 138 | 52.5
134 | 51.5 |  |  |  | 134 | 51.5984 |  |  |  | 134 | 29.72 | 139 | 52.75
135 | 51.75 |  |  |  | 135 | 51.8494 |  |  |  | 135 | 29.8 | 140 | 53
136 | 52 |  |  |  | 136 | 52.1004 |  |  |  | 136 | 29.88 | 141 | 53.2
137 | 52.25 |  |  |  | 137 | 52.3514 |  |  |  | 137 | 29.96 | 142 | 53.4
138 | 52.5 |  |  |  | 138 | 52.6024 |  |  |  | 138 | 30.04 | 143 | 53.6
139 | 52.75 |  |  |  | 139 | 52.8534 |  |  |  | 139 | 30.12 | 144 | 53.8
140 | 53 |  |  |  | 140 | 53.1044 |  |  |  | 140 | 30.2 | 145 | 54
141 | 53.2 |  |  |  | 141 | 53.3025 |  |  |  | 141 | 30.28 | 146 | 54.2
142 | 53.4 |  |  |  | 142 | 53.5007 |  |  |  | 142 | 30.36 | 147 | 54.4
143 | 53.6 |  |  |  | 143 | 53.6988 |  |  |  | 143 | 30.44 | 148 | 54.6
144 | 53.8 |  |  |  | 144 | 53.897 |  |  |  | 144 | 30.52 | 149 | 54.8
145 | 54 |  |  |  | 145 | 54.0951 |  |  |  | 145 | 30.6 | 150 | 55
146 | 54.2 |  |  |  | 146 | 54.2933 |  |  |  | 146 | 30.68 | 151 | 55.2
147 | 54.4 |  |  |  | 147 | 54.4914 |  |  |  | 147 | 30.76 | 152 | 55.4
148 | 54.6 |  |  |  | 148 | 54.6896 |  |  |  | 148 | 30.84 | 153 | 55.6
149 | 54.8 |  |  |  | 149 | 54.8877 |  |  |  | 149 | 30.92 | 154 | 55.8
150 | 55 |  |  |  | 150 | 55.0859 |  |  |  | 150 | 31 | 155 | 56
151 | 55.2 |  |  |  | 151 | 55.284 |  |  |  | 151 | 31.1 | 156 | 56.2
152 | 55.4 |  |  |  | 152 | 55.4822 |  |  |  | 152 | 31.2 | 157 | 56.4
153 | 55.6 |  |  |  | 153 | 55.6803 |  |  |  | 153 | 31.3 | 158 | 56.6
154 | 55.8 |  |  |  | 154 | 55.8785 |  |  |  | 154 | 31.4 | 159 | 56.8
155 | 56 |  |  |  | 155 | 56.0766 |  |  |  | 155 | 31.5 | 160 | 57
156 | 56.2 |  |  |  | 156 | 56.2748 |  |  |  | 156 | 31.6 | 161 | 57.2
157 | 56.4 |  |  |  | 157 | 56.4729 |  |  |  | 157 | 31.7 | 162 | 57.4
158 | 56.6 |  |  |  | 158 | 56.6711 |  |  |  | 158 | 31.8 | 163 | 57.6
159 | 56.8 |  |  |  | 159 | 56.8692 |  |  |  | 159 | 31.9 | 164 | 57.8
160 | 57 |  |  |  | 160 | 57.0674 |  |  |  | 160 | 32 | 165 | 58
161 | 57.2 |  |  |  | 161 | 57.2655 |  |  |  | 161 | 32.1 | 166 | 58.2
162 | 57.4 |  |  |  | 162 | 57.4637 |  |  |  | 162 | 32.2 | 167 | 58.4
163 | 57.6 |  |  |  | 163 | 57.6618 |  |  |  | 163 | 32.3 | 168 | 58.6
164 | 57.8 |  |  |  | 164 | 57.86 |  |  |  | 164 | 32.4 | 169 | 58.8
165 | 58 |  |  |  | 165 | 58.0581 |  |  |  | 165 | 32.5 | 170 | 59
166 | 58.2 |  |  |  | 166 | 58.2563 |  |  |  | 166 | 32.6 | 171 | 59.2
167 | 58.4 |  |  |  | 167 | 58.4544 |  |  |  | 167 | 32.7 | 172 | 59.4
168 | 58.6 |  |  |  | 168 | 58.6526 |  |  |  | 168 | 32.8 | 173 | 59.6
169 | 58.8 |  |  |  | 169 | 58.8507 |  |  |  | 169 | 32.9 | 174 | 59.8
170 | 59 |  |  |  | 170 | 59.0489 |  |  |  | 170 | 33 | 175 | 60
171 | 59.2 |  |  |  | 171 | 59.247 |  |  |  | 171 | 33.1 | 176 | 60.2
172 | 59.4 |  |  |  | 172 | 59.4452 |  |  |  | 172 | 33.2 | 177 | 60.4
173 | 59.6 |  |  |  | 173 | 59.6433 |  |  |  | 173 | 33.3 | 178 | 60.6
174 | 59.8 |  |  |  | 174 | 59.8415 |  |  |  | 174 | 33.4 | 179 | 60.8
175 | 60 |  |  |  | 175 | 60.0396 |  |  |  | 175 | 33.5 | 180 | 61
176 | 60.2 |  |  |  | 176 | 60.2378 |  |  |  | 176 | 33.56 | 181 | 61.2
177 | 60.4 |  |  |  | 177 | 60.4359 |  |  |  | 177 | 33.62 | 182 | 61.4
178 | 60.6 |  |  |  | 178 | 60.6341 |  |  |  | 178 | 33.68 | 183 | 61.6
179 | 60.8 |  |  |  | 179 | 60.8322 |  |  |  | 179 | 33.74 | 184 | 61.8
180 | 61 |  |  |  | 180 | 61.0304 |  |  |  | 180 | 33.8 | 185 | 62
181 | 61.2 |  |  |  | 181 | 61.2285 |  |  |  | 181 | 33.86 | 186 | 62.2
182 | 61.4 |  |  |  | 182 | 61.4267 |  |  |  | 182 | 33.92 | 187 | 62.4
183 | 61.6 |  |  |  | 183 | 61.6248 |  |  |  | 183 | 33.98 | 188 | 62.6
184 | 61.8 |  |  |  | 184 | 61.823 |  |  |  | 184 | 34.04 | 189 | 62.8
185 | 62 |  |  |  | 185 | 62.0211 |  |  |  | 185 | 34.1 | 190 | 63
186 | 62.2 |  |  |  | 186 | 62.2193 |  |  |  | 186 | 34.16 | 191 | 63.2
187 | 62.4 |  |  |  | 187 | 62.4174 |  |  |  | 187 | 34.22 | 192 | 63.4
188 | 62.6 |  |  |  | 188 | 62.6156 |  |  |  | 188 | 34.28 | 193 | 63.6
189 | 62.8 |  |  |  | 189 | 62.8137 |  |  |  | 189 | 34.34 | 194 | 63.8
190 | 63 |  |  |  | 190 | 63.0119 |  |  |  | 190 | 34.4 | 195 | 64
191 | 63.2 |  |  |  | 191 | 63.21 |  |  |  | 191 | 34.46 | 196 | 64.2
192 | 63.4 |  |  |  | 192 | 63.4082 |  |  |  | 192 | 34.52 | 197 | 64.4
193 | 63.6 |  |  |  | 193 | 63.6063 |  |  |  | 193 | 34.58 | 198 | 64.6
194 | 63.8 |  |  |  | 194 | 63.8045 |  |  |  | 194 | 34.64 | 199 | 64.8
195 | 64 |  |  |  | 195 | 64.0026 |  |  |  | 195 | 34.7 | 200 | 65
196 | 64.2 |  |  |  | 196 | 64.2008 |  |  |  | 196 | 34.76 | 201 | 65.2
197 | 64.4 |  |  |  | 197 | 64.3989 |  |  |  | 197 | 34.82 | 202 | 65.4
198 | 64.6 |  |  |  | 198 | 64.5971 |  |  |  | 198 | 34.88 | 203 | 65.6
199 | 64.8 |  |  |  | 199 | 64.7952 |  |  |  | 199 | 34.94 | 204 | 65.8
200 | 65 |  |  |  | 200 | 64.9934 |  |  |  | 200 | 35 | 205 | 66
201 | 65.2 |  |  |  | 201 | 65.1942 |  |  |  | 201 | 35.08 | 206 | 66.2
202 | 65.4 |  |  |  | 202 | 65.395 |  |  |  | 202 | 35.16 | 207 | 66.4
203 | 65.6 |  |  |  | 203 | 65.5958 |  |  |  | 203 | 35.24 | 208 | 66.6
204 | 65.8 |  |  |  | 204 | 65.7966 |  |  |  | 204 | 35.32 | 209 | 66.8
205 | 66 |  |  |  | 205 | 65.9974 |  |  |  | 205 | 35.4 | 210 | 67
206 | 66.2 |  |  |  | 206 | 66.1982 |  |  |  | 206 | 35.48 | 211 | 67.2
207 | 66.4 |  |  |  | 207 | 66.3989 |  |  |  | 207 | 35.56 | 212 | 67.4
208 | 66.6 |  |  |  | 208 | 66.5997 |  |  |  | 208 | 35.64 | 213 | 67.6
209 | 66.8 |  |  |  | 209 | 66.8005 |  |  |  | 209 | 35.72 | 214 | 67.8
210 | 67 |  |  |  | 210 | 67.0013 |  |  |  | 210 | 35.8 | 215 | 68
211 | 67.2 |  |  |  | 211 | 67.2021 |  |  |  | 211 | 35.88 | 216 | 68.2
212 | 67.4 |  |  |  | 212 | 67.4029 |  |  |  | 212 | 35.96 | 217 | 68.4
213 | 67.6 |  |  |  | 213 | 67.6037 |  |  |  | 213 | 36.04 | 218 | 68.6
214 | 67.8 |  |  |  | 214 | 67.8045 |  |  |  | 214 | 36.12 | 219 | 68.8
215 | 68 |  |  |  | 215 | 68.0053 |  |  |  | 215 | 36.2 | 220 | 69
216 | 68.2 |  |  |  | 216 | 68.2061 |  |  |  | 216 | 36.28 | 221 | 69.2
217 | 68.4 |  |  |  | 217 | 68.4069 |  |  |  | 217 | 36.36 | 222 | 69.4
218 | 68.6 |  |  |  | 218 | 68.6077 |  |  |  | 218 | 36.44 | 223 | 69.6
219 | 68.8 |  |  |  | 219 | 68.8085 |  |  |  | 219 | 36.52 | 224 | 69.8
220 | 69 |  |  |  | 220 | 69.0092 |  |  |  | 220 | 36.6 | 225 | 70
221 | 69.2 |  |  |  | 221 | 69.21 |  |  |  | 221 | 36.68 | 226 | 70.2
222 | 69.4 |  |  |  | 222 | 69.4108 |  |  |  | 222 | 36.76 | 227 | 70.4
223 | 69.6 |  |  |  | 223 | 69.6116 |  |  |  | 223 | 36.84 | 228 | 70.6
224 | 69.8 |  |  |  | 224 | 69.8124 |  |  |  | 224 | 36.92 | 229 | 70.8
225 | 70 |  |  |  | 225 | 70.0132 |  |  |  | 225 | 37 | 230 | 71
226 | 70.2 |  |  |  | 226 | 70.214 |  |  |  | 226 | 37.08 | 231 | 71.2
227 | 70.4 |  |  |  | 227 | 70.4148 |  |  |  | 227 | 37.16 | 232 | 71.4
228 | 70.6 |  |  |  | 228 | 70.6156 |  |  |  | 228 | 37.24 | 233 | 71.6
229 | 70.8 |  |  |  | 229 | 70.8164 |  |  |  | 229 | 37.32 | 234 | 71.8
230 | 71 |  |  |  | 230 | 71.0172 |  |  |  | 230 | 37.4 | 235 | 72
231 | 71.2 |  |  |  | 231 | 71.218 |  |  |  | 231 | 37.48 | 236 | 72.2
232 | 71.4 |  |  |  | 232 | 71.4188 |  |  |  | 232 | 37.56 | 237 | 72.4
233 | 71.6 |  |  |  | 233 | 71.6196 |  |  |  | 233 | 37.64 | 238 | 72.6
234 | 71.8 |  |  |  | 234 | 71.8203 |  |  |  | 234 | 37.72 | 239 | 72.8
235 | 72 |  |  |  | 235 | 72.0211 |  |  |  | 235 | 37.8 | 240 | 73
236 | 72.2 |  |  |  | 236 | 72.2219 |  |  |  | 236 | 37.88 | 241 | 73.2
237 | 72.4 |  |  |  | 237 | 72.4227 |  |  |  | 237 | 37.96 | 242 | 73.4
238 | 72.6 |  |  |  | 238 | 72.6235 |  |  |  | 238 | 38.04 | 243 | 73.6
239 | 72.8 |  |  |  | 239 | 72.8243 |  |  |  | 239 | 38.12 | 244 | 73.8
240 | 73 |  |  |  | 240 | 73.0251 |  |  |  | 240 | 38.2 | 245 | 74
241 | 73.2 |  |  |  | 241 | 73.2259 |  |  |  | 241 | 38.28 | 246 | 74.2
242 | 73.4 |  |  |  | 242 | 73.4267 |  |  |  | 242 | 38.36 | 247 | 74.4
243 | 73.6 |  |  |  | 243 | 73.6275 |  |  |  | 243 | 38.44 | 248 | 74.6
244 | 73.8 |  |  |  | 244 | 73.8283 |  |  |  | 244 | 38.52 | 249 | 74.8
245 | 74 |  |  |  | 245 | 74.0291 |  |  |  | 245 | 38.6 | 250 | 75
246 | 74.2 |  |  |  | 246 | 74.2299 |  |  |  | 246 | 38.68 | 251 | 75.2
247 | 74.4 |  |  |  | 247 | 74.4306 |  |  |  | 247 | 38.76 | 252 | 75.4
248 | 74.6 |  |  |  | 248 | 74.6314 |  |  |  | 248 | 38.84 | 253 | 75.6
249 | 74.8 |  |  |  | 249 | 74.8322 |  |  |  | 249 | 38.92 | 254 | 75.8
250 | 75 |  |  |  | 250 | 75.033 |  |  |  | 250 | 39 | 255 | 76
251 | 75.2 |  |  |  | 251 | 75.2338 |  |  |  | 251 | 39.08 | 256 | 76.2
252 | 75.4 |  |  |  | 252 | 75.4346 |  |  |  | 252 | 39.16 | 257 | 76.4
253 | 75.6 |  |  |  | 253 | 75.6354 |  |  |  | 253 | 39.24 | 258 | 76.6
254 | 75.8 |  |  |  | 254 | 75.8362 |  |  |  | 254 | 39.32 | 259 | 76.8
255 | 76 |  |  |  | 255 | 76.037 |  |  |  | 255 | 39.4 | 260 | 77
256 | 76.2 |  |  |  | 256 | 76.2378 |  |  |  | 256 | 39.48 | 261 | 77.2
257 | 76.4 |  |  |  | 257 | 76.4386 |  |  |  | 257 | 39.56 | 262 | 77.4
258 | 76.6 |  |  |  | 258 | 76.6394 |  |  |  | 258 | 39.64 | 263 | 77.6
259 | 76.8 |  |  |  | 259 | 76.8402 |  |  |  | 259 | 39.72 | 264 | 77.8
260 | 77 |  |  |  | 260 | 77.041 |  |  |  | 260 | 39.8 | 265 | 78
261 | 77.2 |  |  |  | 261 | 77.2417 |  |  |  | 261 | 39.88 | 266 | 78.2
262 | 77.4 |  |  |  | 262 | 77.4425 |  |  |  | 262 | 39.96 | 267 | 78.4
263 | 77.6 |  |  |  | 263 | 77.6433 |  |  |  | 263 | 40.04 | 268 | 78.6
264 | 77.8 |  |  |  | 264 | 77.8441 |  |  |  | 264 | 40.12 | 269 | 78.8
265 | 78 |  |  |  | 265 | 78.0449 |  |  |  | 265 | 40.2 | 270 | 79
266 | 78.2 |  |  |  | 266 | 78.2457 |  |  |  | 266 | 40.28 | 271 | 79.2
267 | 78.4 |  |  |  | 267 | 78.4465 |  |  |  | 267 | 40.36 | 272 | 79.4
268 | 78.6 |  |  |  | 268 | 78.6473 |  |  |  | 268 | 40.44 | 273 | 79.6
269 | 78.8 |  |  |  | 269 | 78.8481 |  |  |  | 269 | 40.52 | 274 | 79.8
270 | 79 |  |  |  | 270 | 79.0489 |  |  |  | 270 | 40.6 | 275 | 80
271 | 79.2 |  |  |  | 271 | 79.2497 |  |  |  | 271 | 40.68 | 276 | 80.2
272 | 79.4 |  |  |  | 272 | 79.4505 |  |  |  | 272 | 40.76 | 277 | 80.4
273 | 79.6 |  |  |  | 273 | 79.6513 |  |  |  | 273 | 40.84 | 278 | 80.6
274 | 79.8 |  |  |  | 274 | 79.852 |  |  |  | 274 | 40.92 | 279 | 80.8
275 | 80 |  |  |  | 275 | 80.0528 |  |  |  | 275 | 41 | 280 | 81
276 | 80.2 |  |  |  | 276 | 80.2536 |  |  |  | 276 | 41.06 | 281 | 81.2
277 | 80.4 |  |  |  | 277 | 80.4544 |  |  |  | 277 | 41.12 | 282 | 81.4
278 | 80.6 |  |  |  | 278 | 80.6552 |  |  |  | 278 | 41.18 | 283 | 81.6
279 | 80.8 |  |  |  | 279 | 80.856 |  |  |  | 279 | 41.24 | 284 | 81.8
280 | 81 |  |  |  | 280 | 81.0568 |  |  |  | 280 | 41.3 | 285 | 82
281 | 81.2 |  |  |  | 281 | 81.2576 |  |  |  | 281 | 41.36 | 286 | 82.2
282 | 81.4 |  |  |  | 282 | 81.4584 |  |  |  | 282 | 41.42 | 287 | 82.4
283 | 81.6 |  |  |  | 283 | 81.6592 |  |  |  | 283 | 41.48 | 288 | 82.6
284 | 81.8 |  |  |  | 284 | 81.86 |  |  |  | 284 | 41.54 | 289 | 82.8
285 | 82 |  |  |  | 285 | 82.0608 |  |  |  | 285 | 41.6 | 290 | 83
286 | 82.2 |  |  |  | 286 | 82.2616 |  |  |  | 286 | 41.66 | 291 | 83.2
287 | 82.4 |  |  |  | 287 | 82.4624 |  |  |  | 287 | 41.72 | 292 | 83.4
288 | 82.6 |  |  |  | 288 | 82.6631 |  |  |  | 288 | 41.78 | 293 | 83.6
289 | 82.8 |  |  |  | 289 | 82.8639 |  |  |  | 289 | 41.84 | 294 | 83.8
290 | 83 |  |  |  | 290 | 83.0647 |  |  |  | 290 | 41.9 | 295 | 84
291 | 83.2 |  |  |  | 291 | 83.2655 |  |  |  | 291 | 41.96 | 296 | 84.2
292 | 83.4 |  |  |  | 292 | 83.4663 |  |  |  | 292 | 42.02 | 297 | 84.4
293 | 83.6 |  |  |  | 293 | 83.6671 |  |  |  | 293 | 42.08 | 298 | 84.6
294 | 83.8 |  |  |  | 294 | 83.8679 |  |  |  | 294 | 42.14 | 299 | 84.8
295 | 84 |  |  |  | 295 | 84.0687 |  |  |  | 295 | 42.2 | 300 | 85
296 | 84.2 |  |  |  | 296 | 84.2695 |  |  |  | 296 | 42.26 | 301 | 85.2
297 | 84.4 |  |  |  | 297 | 84.4703 |  |  |  | 297 | 42.32 | 302 | 85.4
298 | 84.6 |  |  |  | 298 | 84.6711 |  |  |  | 298 | 42.38 | 303 | 85.6
299 | 84.8 |  |  |  | 299 | 84.8719 |  |  |  | 299 | 42.44 | 304 | 85.8
300 | 85 |  |  |  | 300 | 85.0727 |  |  |  | 300 | 42.5 | 305 | 86
301 | 85.2 |  |  |  | 301 | 85.2708 |  |  |  | 301 | 42.56 | 306 | 86.2
302 | 85.4 |  |  |  | 302 | 85.469 |  |  |  | 302 | 42.62 | 307 | 86.4
303 | 85.6 |  |  |  | 303 | 85.6671 |  |  |  | 303 | 42.68 | 308 | 86.6
304 | 85.8 |  |  |  | 304 | 85.8653 |  |  |  | 304 | 42.74 | 309 | 86.8
305 | 86 |  |  |  | 305 | 86.0634 |  |  |  | 305 | 42.8 | 310 | 87
306 | 86.2 |  |  |  | 306 | 86.2616 |  |  |  | 306 | 42.86 | 311 | 87.2
307 | 86.4 |  |  |  | 307 | 86.4597 |  |  |  | 307 | 42.92 | 312 | 87.4
308 | 86.6 |  |  |  | 308 | 86.6579 |  |  |  | 308 | 42.98 | 313 | 87.6
309 | 86.8 |  |  |  | 309 | 86.856 |  |  |  | 309 | 43.04 | 314 | 87.8
310 | 87 |  |  |  | 310 | 87.0542 |  |  |  | 310 | 43.1 | 315 | 88
311 | 87.2 |  |  |  | 311 | 87.2523 |  |  |  | 311 | 43.16 | 316 | 88.2
312 | 87.4 |  |  |  | 312 | 87.4505 |  |  |  | 312 | 43.22 | 317 | 88.4
313 | 87.6 |  |  |  | 313 | 87.6486 |  |  |  | 313 | 43.28 | 318 | 88.6
314 | 87.8 |  |  |  | 314 | 87.8468 |  |  |  | 314 | 43.34 | 319 | 88.8
315 | 88 |  |  |  | 315 | 88.0449 |  |  |  | 315 | 43.4 | 320 | 89
316 | 88.2 |  |  |  | 316 | 88.2431 |  |  |  | 316 | 43.46 | 321 | 89.2
317 | 88.4 |  |  |  | 317 | 88.4412 |  |  |  | 317 | 43.52 | 322 | 89.4
318 | 88.6 |  |  |  | 318 | 88.6394 |  |  |  | 318 | 43.58 | 323 | 89.6
319 | 88.8 |  |  |  | 319 | 88.8375 |  |  |  | 319 | 43.64 | 324 | 89.8
320 | 89 |  |  |  | 320 | 89.0357 |  |  |  | 320 | 43.7 | 325 | 90
321 | 89.2 |  |  |  | 321 | 89.2338 |  |  |  | 321 | 43.76 | 326 | 90.2
322 | 89.4 |  |  |  | 322 | 89.432 |  |  |  | 322 | 43.82 | 327 | 90.4
323 | 89.6 |  |  |  | 323 | 89.6301 |  |  |  | 323 | 43.88 | 328 | 90.6
324 | 89.8 |  |  |  | 324 | 89.8283 |  |  |  | 324 | 43.94 | 329 | 90.8
325 | 90 |  |  |  | 325 | 90.0264 |  |  |  | 325 | 44 | 330 | 91
326 | 90.2 |  |  |  | 326 | 90.2246 |  |  |  | 326 | 44.04 | 331 | 91.2
327 | 90.4 |  |  |  | 327 | 90.4227 |  |  |  | 327 | 44.08 | 332 | 91.4
328 | 90.6 |  |  |  | 328 | 90.6209 |  |  |  | 328 | 44.12 | 333 | 91.6
329 | 90.8 |  |  |  | 329 | 90.819 |  |  |  | 329 | 44.16 | 334 | 91.8
330 | 91 |  |  |  | 330 | 91.0172 |  |  |  | 330 | 44.2 | 335 | 92
331 | 91.2 |  |  |  | 331 | 91.2153 |  |  |  | 331 | 44.24 | 336 | 92.2
332 | 91.4 |  |  |  | 332 | 91.4135 |  |  |  | 332 | 44.28 | 337 | 92.4
333 | 91.6 |  |  |  | 333 | 91.6116 |  |  |  | 333 | 44.32 | 338 | 92.6
334 | 91.8 |  |  |  | 334 | 91.8098 |  |  |  | 334 | 44.36 | 339 | 92.8
335 | 92 |  |  |  | 335 | 92.0079 |  |  |  | 335 | 44.4 | 340 | 93
336 | 92.2 |  |  |  | 336 | 92.2061 |  |  |  | 336 | 44.44 | 341 | 93.2
337 | 92.4 |  |  |  | 337 | 92.4042 |  |  |  | 337 | 44.48 | 342 | 93.4
338 | 92.6 |  |  |  | 338 | 92.6024 |  |  |  | 338 | 44.52 | 343 | 93.6
339 | 92.8 |  |  |  | 339 | 92.8005 |  |  |  | 339 | 44.56 | 344 | 93.8
340 | 93 |  |  |  | 340 | 92.9987 |  |  |  | 340 | 44.6 | 345 | 94
341 | 93.2 |  |  |  | 341 | 93.1968 |  |  |  | 341 | 44.64 | 346 | 94.2
342 | 93.4 |  |  |  | 342 | 93.395 |  |  |  | 342 | 44.68 | 347 | 94.4
343 | 93.6 |  |  |  | 343 | 93.5931 |  |  |  | 343 | 44.72 | 348 | 94.6
344 | 93.8 |  |  |  | 344 | 93.7913 |  |  |  | 344 | 44.76 | 349 | 94.8
345 | 94 |  |  |  | 345 | 93.9894 |  |  |  | 345 | 44.8 | 350 | 95
346 | 94.2 |  |  |  | 346 | 94.1876 |  |  |  | 346 | 44.84 | 351 | 95.2
347 | 94.4 |  |  |  | 347 | 94.3857 |  |  |  | 347 | 44.88 | 352 | 95.4
348 | 94.6 |  |  |  | 348 | 94.5839 |  |  |  | 348 | 44.92 | 353 | 95.6
349 | 94.8 |  |  |  | 349 | 94.782 |  |  |  | 349 | 44.96 | 354 | 95.8
350 | 95 |  |  |  | 350 | 94.9802 |  |  |  | 350 | 45 | 355 | 96
351 | 95.2 |  |  |  | 351 | 95.1783 |  |  |  | 351 | 45.04 | 356 | 96.2
352 | 95.4 |  |  |  | 352 | 95.3765 |  |  |  | 352 | 45.08 | 357 | 96.4
353 | 95.6 |  |  |  | 353 | 95.5746 |  |  |  | 353 | 45.12 | 358 | 96.6
354 | 95.8 |  |  |  | 354 | 95.7728 |  |  |  | 354 | 45.16 | 359 | 96.8
355 | 96 |  |  |  | 355 | 95.9709 |  |  |  | 355 | 45.2 | 360 | 97
356 | 96.2 |  |  |  | 356 | 96.1691 |  |  |  | 356 | 45.24 | 361 | 97.2
357 | 96.4 |  |  |  | 357 | 96.3672 |  |  |  | 357 | 45.28 | 362 | 97.4
358 | 96.6 |  |  |  | 358 | 96.5654 |  |  |  | 358 | 45.32 | 363 | 97.6
359 | 96.8 |  |  |  | 359 | 96.7635 |  |  |  | 359 | 45.36 | 364 | 97.8
360 | 97 |  |  |  | 360 | 96.9617 |  |  |  | 360 | 45.4 | 365 | 98
361 | 97.2 |  |  |  | 361 | 97.1598 |  |  |  | 361 | 45.44 | 366 | 98.2
362 | 97.4 |  |  |  | 362 | 97.358 |  |  |  | 362 | 45.48 | 367 | 98.4
363 | 97.6 |  |  |  | 363 | 97.5561 |  |  |  | 363 | 45.52 | 368 | 98.6
364 | 97.8 |  |  |  | 364 | 97.7543 |  |  |  | 364 | 45.56 | 369 | 98.8
365 | 98 |  |  |  | 365 | 97.9524 |  |  |  | 365 | 45.6 | 370 | 99
366 | 98.2 |  |  |  | 366 | 98.1506 |  |  |  | 366 | 45.64 | 371 | 99.2
367 | 98.4 |  |  |  | 367 | 98.3487 |  |  |  | 367 | 45.68 | 372 | 99.4
368 | 98.6 |  |  |  | 368 | 98.5469 |  |  |  | 368 | 45.72 | 373 | 99.6
369 | 98.8 |  |  |  | 369 | 98.745 |  |  |  | 369 | 45.76 | 374 | 99.8
370 | 99 |  |  |  | 370 | 98.9432 |  |  |  | 370 | 45.8 | 375 | 100
371 | 99.2 |  |  |  | 371 | 99.1413 |  |  |  | 371 | 45.84 | 376 | 100.2
372 | 99.4 |  |  |  | 372 | 99.3395 |  |  |  | 372 | 45.88 | 377 | 100.4
373 | 99.6 |  |  |  | 373 | 99.5376 |  |  |  | 373 | 45.92 | 378 | 100.6
374 | 99.8 |  |  |  | 374 | 99.7358 |  |  |  | 374 | 45.96 | 379 | 100.8
375 | 100 |  |  |  | 375 | 99.9339 |  |  |  | 375 | 46 | 380 | 101
376 | 100.2 |  |  |  | 376 | 100.1321 |  |  |  | 376 | 46.04 | 381 | 101.2
377 | 100.4 |  |  |  | 377 | 100.3303 |  |  |  | 377 | 46.08 | 382 | 101.4
378 | 100.6 |  |  |  | 378 | 100.5284 |  |  |  | 378 | 46.12 | 383 | 101.6
379 | 100.8 |  |  |  | 379 | 100.7266 |  |  |  | 379 | 46.16 | 384 | 101.8
380 | 101 |  |  |  | 380 | 100.9247 |  |  |  | 380 | 46.2 | 385 | 102
381 | 101.2 |  |  |  | 381 | 101.1229 |  |  |  | 381 | 46.24 | 386 | 102.2
382 | 101.4 |  |  |  | 382 | 101.321 |  |  |  | 382 | 46.28 | 387 | 102.4
383 | 101.6 |  |  |  | 383 | 101.5192 |  |  |  | 383 | 46.32 | 388 | 102.6
384 | 101.8 |  |  |  | 384 | 101.7173 |  |  |  | 384 | 46.36 | 389 | 102.8
385 | 102 |  |  |  | 385 | 101.9155 |  |  |  | 385 | 46.4 | 390 | 103
386 | 102.2 |  |  |  | 386 | 102.1136 |  |  |  | 386 | 46.44 | 391 | 103.2
387 | 102.4 |  |  |  | 387 | 102.3118 |  |  |  | 387 | 46.48 | 392 | 103.4
388 | 102.6 |  |  |  | 388 | 102.5099 |  |  |  | 388 | 46.52 | 393 | 103.6
389 | 102.8 |  |  |  | 389 | 102.7081 |  |  |  | 389 | 46.56 | 394 | 103.8
390 | 103 |  |  |  | 390 | 102.9062 |  |  |  | 390 | 46.6 | 395 | 104
391 | 103.2 |  |  |  | 391 | 103.1044 |  |  |  | 391 | 46.64 | 396 | 104.2
392 | 103.4 |  |  |  | 392 | 103.3025 |  |  |  | 392 | 46.68 | 397 | 104.4
393 | 103.6 |  |  |  | 393 | 103.5007 |  |  |  | 393 | 46.72 | 398 | 104.6
394 | 103.8 |  |  |  | 394 | 103.6988 |  |  |  | 394 | 46.76 | 399 | 104.8
395 | 104 |  |  |  | 395 | 103.897 |  |  |  | 395 | 46.8 | 400 | 105
396 | 104.2 |  |  |  | 396 | 104.0951 |  |  |  | 396 | 46.84 | 401 | 105.2
397 | 104.4 |  |  |  | 397 | 104.2933 |  |  |  | 397 | 46.88 | 402 | 105.4
398 | 104.6 |  |  |  | 398 | 104.4914 |  |  |  | 398 | 46.92 | 403 | 105.6
399 | 104.8 |  |  |  | 399 | 104.6896 |  |  |  | 399 | 46.96 | 404 | 105.8
400 | 105 |  |  |  | 400 | 104.8877 |  |  |  | 400 | 47 | 405 | 106
401 | 105.2 |  |  |  | 401 | 105.0885 | [5 empty] | 406 | 106.2
402 | 105.4 |  |  |  | 402 | 105.2893 | [5 empty] | 407 | 106.4
403 | 105.6 |  |  |  | 403 | 105.4901 | [5 empty] | 408 | 106.6
404 | 105.8 |  |  |  | 404 | 105.6909 | [5 empty] | 409 | 106.8
405 | 106 |  |  |  | 405 | 105.8917 | [5 empty] | 410 | 107
406 | 106.2 |  |  |  | 406 | 106.0925 | [5 empty] | 411 | 107.2
407 | 106.4 |  |  |  | 407 | 106.2933 | [5 empty] | 412 | 107.4
408 | 106.6 |  |  |  | 408 | 106.4941 | [5 empty] | 413 | 107.6
409 | 106.8 |  |  |  | 409 | 106.6948 | [5 empty] | 414 | 107.8
410 | 107 |  |  |  | 410 | 106.8956 | [5 empty] | 415 | 108
411 | 107.2 |  |  |  | 411 | 107.0964 | [5 empty] | 416 | 108.2
412 | 107.4 |  |  |  | 412 | 107.2972 | [5 empty] | 417 | 108.4
413 | 107.6 |  |  |  | 413 | 107.498 | [5 empty] | 418 | 108.6
414 | 107.8 |  |  |  | 414 | 107.6988 | [5 empty] | 419 | 108.8
415 | 108 |  |  |  | 415 | 107.8996 | [5 empty] | 420 | 109
416 | 108.2 |  |  |  | 416 | 108.1004 | [5 empty] | 421 | 109.2
417 | 108.4 |  |  |  | 417 | 108.3012 | [5 empty] | 422 | 109.4
418 | 108.6 |  |  |  | 418 | 108.502 | [5 empty] | 423 | 109.6
419 | 108.8 |  |  |  | 419 | 108.7028 | [5 empty] | 424 | 109.8
420 | 109 |  |  |  | 420 | 108.9036 | [5 empty] | 425 | 110
421 | 109.2 |  |  |  | 421 | 109.1044 | [5 empty] | 426 | 110.2
422 | 109.4 |  |  |  | 422 | 109.3052 | [5 empty] | 427 | 110.4
423 | 109.6 |  |  |  | 423 | 109.5059 | [5 empty] | 428 | 110.6
424 | 109.8 |  |  |  | 424 | 109.7067 | [5 empty] | 429 | 110.8
425 | 110 |  |  |  | 425 | 109.9075 | [5 empty] | 430 | 111
426 | 110.2 |  |  |  | 426 | 110.1083 | [5 empty] | 431 | 111.2
427 | 110.4 |  |  |  | 427 | 110.3091 | [5 empty] | 432 | 111.4
428 | 110.6 |  |  |  | 428 | 110.5099 | [5 empty] | 433 | 111.6
429 | 110.8 |  |  |  | 429 | 110.7107 | [5 empty] | 434 | 111.8
430 | 111 |  |  |  | 430 | 110.9115 | [5 empty] | 435 | 112
431 | 111.2 |  |  |  | 431 | 111.1123 | [5 empty] | 436 | 112.2
432 | 111.4 |  |  |  | 432 | 111.3131 | [5 empty] | 437 | 112.4
433 | 111.6 |  |  |  | 433 | 111.5139 | [5 empty] | 438 | 112.6
434 | 111.8 |  |  |  | 434 | 111.7147 | [5 empty] | 439 | 112.8
435 | 112 |  |  |  | 435 | 111.9155 | [5 empty] | 440 | 113
436 | 112.2 |  |  |  | 436 | 112.1162 | [5 empty] | 441 | 113.2
437 | 112.4 |  |  |  | 437 | 112.317 | [5 empty] | 442 | 113.4
438 | 112.6 |  |  |  | 438 | 112.5178 | [5 empty] | 443 | 113.6
439 | 112.8 |  |  |  | 439 | 112.7186 | [5 empty] | 444 | 113.8
440 | 113 |  |  |  | 440 | 112.9194 | [5 empty] | 445 | 114
441 | 113.2 |  |  |  | 441 | 113.1202 | [5 empty] | 446 | 114.2
442 | 113.4 |  |  |  | 442 | 113.321 | [5 empty] | 447 | 114.4
443 | 113.6 |  |  |  | 443 | 113.5218 | [5 empty] | 448 | 114.6
444 | 113.8 |  |  |  | 444 | 113.7226 | [5 empty] | 449 | 114.8
445 | 114 |  |  |  | 445 | 113.9234 | [5 empty] | 450 | 115
446 | 114.2 |  |  |  | 446 | 114.1242 | [5 empty] | 451 | 115.2
447 | 114.4 |  |  |  | 447 | 114.325 | [5 empty] | 452 | 115.4
448 | 114.6 |  |  |  | 448 | 114.5258 | [5 empty] | 453 | 115.6
449 | 114.8 |  |  |  | 449 | 114.7266 | [5 empty] | 454 | 115.8
450 | 115 |  |  |  | 450 | 114.9273 | [5 empty] | 455 | 116
451 | 115.2 |  |  |  | 451 | 115.1281 | [5 empty] | 456 | 116.2
452 | 115.4 |  |  |  | 452 | 115.3289 | [5 empty] | 457 | 116.4
453 | 115.6 |  |  |  | 453 | 115.5297 | [5 empty] | 458 | 116.6
454 | 115.8 |  |  |  | 454 | 115.7305 | [5 empty] | 459 | 116.8
455 | 116 |  |  |  | 455 | 115.9313 | [5 empty] | 460 | 117
456 | 116.2 |  |  |  | 456 | 116.1321 | [5 empty] | 461 | 117.2
457 | 116.4 |  |  |  | 457 | 116.3329 | [5 empty] | 462 | 117.4
458 | 116.6 |  |  |  | 458 | 116.5337 | [5 empty] | 463 | 117.6
459 | 116.8 |  |  |  | 459 | 116.7345 | [5 empty] | 464 | 117.8
460 | 117 |  |  |  | 460 | 116.9353 | [5 empty] | 465 | 118
461 | 117.2 |  |  |  | 461 | 117.1361 | [5 empty] | 466 | 118.2
462 | 117.4 |  |  |  | 462 | 117.3369 | [5 empty] | 467 | 118.4
463 | 117.6 |  |  |  | 463 | 117.5376 | [5 empty] | 468 | 118.6
464 | 117.8 |  |  |  | 464 | 117.7384 | [5 empty] | 469 | 118.8
465 | 118 |  |  |  | 465 | 117.9392 | [5 empty] | 470 | 119
466 | 118.2 |  |  |  | 466 | 118.14 | [5 empty] | 471 | 119.2
467 | 118.4 |  |  |  | 467 | 118.3408 | [5 empty] | 472 | 119.4
468 | 118.6 |  |  |  | 468 | 118.5416 | [5 empty] | 473 | 119.6
469 | 118.8 |  |  |  | 469 | 118.7424 | [5 empty] | 474 | 119.8
470 | 119 |  |  |  | 470 | 118.9432 | [5 empty] | 475 | 120
471 | 119.2 |  |  |  | 471 | 119.144 | [5 empty] | 476 | 120.2
472 | 119.4 |  |  |  | 472 | 119.3448 | [5 empty] | 477 | 120.4
473 | 119.6 |  |  |  | 473 | 119.5456 | [5 empty] | 478 | 120.6
474 | 119.8 |  |  |  | 474 | 119.7464 | [5 empty] | 479 | 120.8
475 | 120 |  |  |  | 475 | 119.9472 | [5 empty] | 480 | 121
476 | 120.2 |  |  |  | 476 | 120.148 | [5 empty] | 481 | 121.2
477 | 120.4 |  |  |  | 477 | 120.3487 | [5 empty] | 482 | 121.4
478 | 120.6 |  |  |  | 478 | 120.5495 | [5 empty] | 483 | 121.6
479 | 120.8 |  |  |  | 479 | 120.7503 | [5 empty] | 484 | 121.8
480 | 121 |  |  |  | 480 | 120.9511 | [5 empty] | 485 | 122
481 | 121.2 |  |  |  | 481 | 121.1519 | [5 empty] | 486 | 122.2
482 | 121.4 |  |  |  | 482 | 121.3527 | [5 empty] | 487 | 122.4
483 | 121.6 |  |  |  | 483 | 121.5535 | [5 empty] | 488 | 122.6
484 | 121.8 |  |  |  | 484 | 121.7543 | [5 empty] | 489 | 122.8
485 | 122 |  |  |  | 485 | 121.9551 | [5 empty] | 490 | 123
486 | 122.2 |  |  |  | 486 | 122.1559 | [5 empty] | 491 | 123.2
487 | 122.4 |  |  |  | 487 | 122.3567 | [5 empty] | 492 | 123.4
488 | 122.6 |  |  |  | 488 | 122.5575 | [5 empty] | 493 | 123.6
489 | 122.8 |  |  |  | 489 | 122.7583 | [5 empty] | 494 | 123.8
490 | 123 |  |  |  | 490 | 122.959 | [5 empty] | 495 | 124
491 | 123.2 |  |  |  | 491 | 123.1598 | [5 empty] | 496 | 124.2
492 | 123.4 |  |  |  | 492 | 123.3606 | [5 empty] | 497 | 124.4
493 | 123.6 |  |  |  | 493 | 123.5614 | [5 empty] | 498 | 124.6
494 | 123.8 |  |  |  | 494 | 123.7622 | [5 empty] | 499 | 124.8
495 | 124 |  |  |  | 495 | 123.963 | [5 empty] | 500 | 125
496 | 124.2 |  |  |  | 496 | 124.1638 | [5 empty] | 501 | 125.18
497 | 124.4 |  |  |  | 497 | 124.3646 | [5 empty] | 502 | 125.36
498 | 124.6 |  |  |  | 498 | 124.5654 | [5 empty] | 503 | 125.54
499 | 124.8 |  |  |  | 499 | 124.7662 | [5 empty] | 504 | 125.72
500 | 125 |  |  |  | 500 | 124.967 | [5 empty] | 505 | 125.9
501 | 125.18 |  |  |  | 501 | 125.1466 | [5 empty] | 506 | 126.08
502 | 125.36 |  |  |  | 502 | 125.3263 | [5 empty] | 507 | 126.26
503 | 125.54 |  |  |  | 503 | 125.5059 | [5 empty] | 508 | 126.44
504 | 125.72 |  |  |  | 504 | 125.6856 | [5 empty] | 509 | 126.62
505 | 125.9 |  |  |  | 505 | 125.8653 | [5 empty] | 510 | 126.8
506 | 126.08 |  |  |  | 506 | 126.0449 | [5 empty] | 511 | 126.98
507 | 126.26 |  |  |  | 507 | 126.2246 | [5 empty] | 512 | 127.16
508 | 126.44 |  |  |  | 508 | 126.4042 | [5 empty] | 513 | 127.34
509 | 126.62 |  |  |  | 509 | 126.5839 | [5 empty] | 514 | 127.52
510 | 126.8 |  |  |  | 510 | 126.7635 | [5 empty] | 515 | 127.7
511 | 126.98 |  |  |  | 511 | 126.9432 | [5 empty] | 516 | 127.88
512 | 127.16 |  |  |  | 512 | 127.1229 | [5 empty] | 517 | 128.06
513 | 127.34 |  |  |  | 513 | 127.3025 | [5 empty] | 518 | 128.24
514 | 127.52 |  |  |  | 514 | 127.4822 | [5 empty] | 519 | 128.42
515 | 127.7 |  |  |  | 515 | 127.6618 | [5 empty] | 520 | 128.6
516 | 127.88 |  |  |  | 516 | 127.8415 | [5 empty] | 521 | 128.78
517 | 128.06 |  |  |  | 517 | 128.0211 | [5 empty] | 522 | 128.96
518 | 128.24 |  |  |  | 518 | 128.2008 | [5 empty] | 523 | 129.14
519 | 128.42 |  |  |  | 519 | 128.3804 | [5 empty] | 524 | 129.32
520 | 128.6 |  |  |  | 520 | 128.5601 | [5 empty] | 525 | 129.5
521 | 128.78 |  |  |  | 521 | 128.7398 | [5 empty] | 526 | 129.68
522 | 128.96 |  |  |  | 522 | 128.9194 | [5 empty] | 527 | 129.86
523 | 129.14 |  |  |  | 523 | 129.0991 | [5 empty] | 528 | 130.04
524 | 129.32 |  |  |  | 524 | 129.2787 | [5 empty] | 529 | 130.22
525 | 129.5 |  |  |  | 525 | 129.4584 | [5 empty] | 530 | 130.4
526 | 129.68 |  |  |  | 526 | 129.638 | [5 empty] | 531 | 130.58
527 | 129.86 |  |  |  | 527 | 129.8177 | [5 empty] | 532 | 130.76
528 | 130.04 |  |  |  | 528 | 129.9974 | [5 empty] | 533 | 130.94
529 | 130.22 |  |  |  | 529 | 130.177 | [5 empty] | 534 | 131.12
530 | 130.4 |  |  |  | 530 | 130.3567 | [5 empty] | 535 | 131.3
531 | 130.58 |  |  |  | 531 | 130.5363 | [5 empty] | 536 | 131.48
532 | 130.76 |  |  |  | 532 | 130.716 | [5 empty] | 537 | 131.66
533 | 130.94 |  |  |  | 533 | 130.8956 | [5 empty] | 538 | 131.84
534 | 131.12 |  |  |  | 534 | 131.0753 | [5 empty] | 539 | 132.02
535 | 131.3 |  |  |  | 535 | 131.255 | [5 empty] | 540 | 132.2
536 | 131.48 |  |  |  | 536 | 131.4346 | [5 empty] | 541 | 132.38
537 | 131.66 |  |  |  | 537 | 131.6143 | [5 empty] | 542 | 132.56
538 | 131.84 |  |  |  | 538 | 131.7939 | [5 empty] | 543 | 132.74
539 | 132.02 |  |  |  | 539 | 131.9736 | [5 empty] | 544 | 132.92
540 | 132.2 |  |  |  | 540 | 132.1532 | [5 empty] | 545 | 133.1
541 | 132.38 |  |  |  | 541 | 132.3329 | [5 empty] | 546 | 133.28
542 | 132.56 |  |  |  | 542 | 132.5125 | [5 empty] | 547 | 133.46
543 | 132.74 |  |  |  | 543 | 132.6922 | [5 empty] | 548 | 133.64
544 | 132.92 |  |  |  | 544 | 132.8719 | [5 empty] | 549 | 133.82
545 | 133.1 |  |  |  | 545 | 133.0515 | [5 empty] | 550 | 134
546 | 133.28 |  |  |  | 546 | 133.2312 | [5 empty] | 551 | 134.18
547 | 133.46 |  |  |  | 547 | 133.4108 | [5 empty] | 552 | 134.36
548 | 133.64 |  |  |  | 548 | 133.5905 | [5 empty] | 553 | 134.54
549 | 133.82 |  |  |  | 549 | 133.7701 | [5 empty] | 554 | 134.72
550 | 134 |  |  |  | 550 | 133.9498 | [5 empty] | 555 | 134.9
551 | 134.18 |  |  |  | 551 | 134.1295 | [5 empty] | 556 | 135.08
552 | 134.36 |  |  |  | 552 | 134.3091 | [5 empty] | 557 | 135.26
553 | 134.54 |  |  |  | 553 | 134.4888 | [5 empty] | 558 | 135.44
554 | 134.72 |  |  |  | 554 | 134.6684 | [5 empty] | 559 | 135.62
555 | 134.9 |  |  |  | 555 | 134.8481 | [5 empty] | 560 | 135.8
556 | 135.08 |  |  |  | 556 | 135.0277 | [5 empty] | 561 | 135.98
557 | 135.26 |  |  |  | 557 | 135.2074 | [5 empty] | 562 | 136.16
558 | 135.44 |  |  |  | 558 | 135.3871 | [5 empty] | 563 | 136.34
559 | 135.62 |  |  |  | 559 | 135.5667 | [5 empty] | 564 | 136.52
560 | 135.8 |  |  |  | 560 | 135.7464 | [5 empty] | 565 | 136.7
561 | 135.98 |  |  |  | 561 | 135.926 | [5 empty] | 566 | 136.88
562 | 136.16 |  |  |  | 562 | 136.1057 | [5 empty] | 567 | 137.06
563 | 136.34 |  |  |  | 563 | 136.2853 | [5 empty] | 568 | 137.24
564 | 136.52 |  |  |  | 564 | 136.465 | [5 empty] | 569 | 137.42
565 | 136.7 |  |  |  | 565 | 136.6446 | [5 empty] | 570 | 137.6
566 | 136.88 |  |  |  | 566 | 136.8243 | [5 empty] | 571 | 137.78
567 | 137.06 |  |  |  | 567 | 137.004 | [5 empty] | 572 | 137.96
568 | 137.24 |  |  |  | 568 | 137.1836 | [5 empty] | 573 | 138.14
569 | 137.42 |  |  |  | 569 | 137.3633 | [5 empty] | 574 | 138.32
570 | 137.6 |  |  |  | 570 | 137.5429 | [5 empty] | 575 | 138.5
571 | 137.78 |  |  |  | 571 | 137.7226 | [5 empty] | 576 | 138.68
572 | 137.96 |  |  |  | 572 | 137.9022 | [5 empty] | 577 | 138.86
573 | 138.14 |  |  |  | 573 | 138.0819 | [5 empty] | 578 | 139.04
574 | 138.32 |  |  |  | 574 | 138.2616 | [5 empty] | 579 | 139.22
575 | 138.5 |  |  |  | 575 | 138.4412 | [5 empty] | 580 | 139.4
576 | 138.68 |  |  |  | 576 | 138.6209 | [5 empty] | 581 | 139.58
577 | 138.86 |  |  |  | 577 | 138.8005 | [5 empty] | 582 | 139.76
578 | 139.04 |  |  |  | 578 | 138.9802 | [5 empty] | 583 | 139.94
579 | 139.22 |  |  |  | 579 | 139.1598 | [5 empty] | 584 | 140.12
580 | 139.4 |  |  |  | 580 | 139.3395 | [5 empty] | 585 | 140.3
581 | 139.58 |  |  |  | 581 | 139.5192 | [5 empty] | 586 | 140.48
582 | 139.76 |  |  |  | 582 | 139.6988 | [5 empty] | 587 | 140.66
583 | 139.94 |  |  |  | 583 | 139.8785 | [5 empty] | 588 | 140.84
584 | 140.12 |  |  |  | 584 | 140.0581 | [5 empty] | 589 | 141.02
585 | 140.3 |  |  |  | 585 | 140.2378 | [5 empty] | 590 | 141.2
586 | 140.48 |  |  |  | 586 | 140.4174 | [5 empty] | 591 | 141.38
587 | 140.66 |  |  |  | 587 | 140.5971 | [5 empty] | 592 | 141.56
588 | 140.84 |  |  |  | 588 | 140.7768 | [5 empty] | 593 | 141.74
589 | 141.02 |  |  |  | 589 | 140.9564 | [5 empty] | 594 | 141.92
590 | 141.2 |  |  |  | 590 | 141.1361 | [5 empty] | 595 | 142.1
591 | 141.38 |  |  |  | 591 | 141.3157 | [5 empty] | 596 | 142.28
592 | 141.56 |  |  |  | 592 | 141.4954 | [5 empty] | 597 | 142.46
593 | 141.74 |  |  |  | 593 | 141.675 | [5 empty] | 598 | 142.64
594 | 141.92 |  |  |  | 594 | 141.8547 | [5 empty] | 599 | 142.82
595 | 142.1 |  |  |  | 595 | 142.0343 | [5 empty] | 600 | 143
596 | 142.28 |  |  |  | 596 | 142.214 | [5 empty] | 601 | 143.18
597 | 142.46 |  |  |  | 597 | 142.3937 | [5 empty] | 602 | 143.36
598 | 142.64 |  |  |  | 598 | 142.5733 | [5 empty] | 603 | 143.54
599 | 142.82 |  |  |  | 599 | 142.753 | [5 empty] | 604 | 143.72
600 | 143 |  |  |  | 600 | 142.9326 | [5 empty] | 605 | 143.9
601 | 143.18 |  |  |  | 601 | 143.1123 | [5 empty] | 606 | 144.08
602 | 143.36 |  |  |  | 602 | 143.2919 | [5 empty] | 607 | 144.26
603 | 143.54 |  |  |  | 603 | 143.4716 | [5 empty] | 608 | 144.44
604 | 143.72 |  |  |  | 604 | 143.6513 | [5 empty] | 609 | 144.62
605 | 143.9 |  |  |  | 605 | 143.8309 | [5 empty] | 610 | 144.8
606 | 144.08 |  |  |  | 606 | 144.0106 | [5 empty] | 611 | 144.98
607 | 144.26 |  |  |  | 607 | 144.1902 | [5 empty] | 612 | 145.16
608 | 144.44 |  |  |  | 608 | 144.3699 | [5 empty] | 613 | 145.34
609 | 144.62 |  |  |  | 609 | 144.5495 | [5 empty] | 614 | 145.52
610 | 144.8 |  |  |  | 610 | 144.7292 | [5 empty] | 615 | 145.7
611 | 144.98 |  |  |  | 611 | 144.9089 | [5 empty] | 616 | 145.88
612 | 145.16 |  |  |  | 612 | 145.0885 | [5 empty] | 617 | 146.06
613 | 145.34 |  |  |  | 613 | 145.2682 | [5 empty] | 618 | 146.24
614 | 145.52 |  |  |  | 614 | 145.4478 | [5 empty] | 619 | 146.42
615 | 145.7 |  |  |  | 615 | 145.6275 | [5 empty] | 620 | 146.6
616 | 145.88 |  |  |  | 616 | 145.8071 | [5 empty] | 621 | 146.78
617 | 146.06 |  |  |  | 617 | 145.9868 | [5 empty] | 622 | 146.96
618 | 146.24 |  |  |  | 618 | 146.1664 | [5 empty] | 623 | 147.14
619 | 146.42 |  |  |  | 619 | 146.3461 | [5 empty] | 624 | 147.32
620 | 146.6 |  |  |  | 620 | 146.5258 | [5 empty] | 625 | 147.5
621 | 146.78 |  |  |  | 621 | 146.7054 | [5 empty] | 626 | 147.68
622 | 146.96 |  |  |  | 622 | 146.8851 | [5 empty] | 627 | 147.86
623 | 147.14 |  |  |  | 623 | 147.0647 | [5 empty] | 628 | 148.04
624 | 147.32 |  |  |  | 624 | 147.2444 | [5 empty] | 629 | 148.22
625 | 147.5 |  |  |  | 625 | 147.424 | [5 empty] | 630 | 148.4
626 | 147.68 |  |  |  | 626 | 147.6037 | [5 empty] | 631 | 148.58
627 | 147.86 |  |  |  | 627 | 147.7834 | [5 empty] | 632 | 148.76
628 | 148.04 |  |  |  | 628 | 147.963 | [5 empty] | 633 | 148.94
629 | 148.22 |  |  |  | 629 | 148.1427 | [5 empty] | 634 | 149.12
630 | 148.4 |  |  |  | 630 | 148.3223 | [5 empty] | 635 | 149.3
631 | 148.58 |  |  |  | 631 | 148.502 | [5 empty] | 636 | 149.48
632 | 148.76 |  |  |  | 632 | 148.6816 | [5 empty] | 637 | 149.66
633 | 148.94 |  |  |  | 633 | 148.8613 | [5 empty] | 638 | 149.84
634 | 149.12 |  |  |  | 634 | 149.041 | [5 empty] | 639 | 150.02
635 | 149.3 |  |  |  | 635 | 149.2206 | [5 empty] | 640 | 150.2
636 | 149.48 |  |  |  | 636 | 149.4003 | [5 empty] | 641 | 150.38
637 | 149.66 |  |  |  | 637 | 149.5799 | [5 empty] | 642 | 150.56
638 | 149.84 |  |  |  | 638 | 149.7596 | [5 empty] | 643 | 150.74
639 | 150.02 |  |  |  | 639 | 149.9392 | [5 empty] | 644 | 150.92
640 | 150.2 |  |  |  | 640 | 150.1189 | [5 empty] | 645 | 151.1
641 | 150.38 |  |  |  | 641 | 150.2985 | [5 empty] | 646 | 151.28
642 | 150.56 |  |  |  | 642 | 150.4782 | [5 empty] | 647 | 151.46
643 | 150.74 |  |  |  | 643 | 150.6579 | [5 empty] | 648 | 151.64
644 | 150.92 |  |  |  | 644 | 150.8375 | [5 empty] | 649 | 151.82
645 | 151.1 |  |  |  | 645 | 151.0172 | [5 empty] | 650 | 152
646 | 151.28 |  |  |  | 646 | 151.1968 | [5 empty] | 651 | 152.18
647 | 151.46 |  |  |  | 647 | 151.3765 | [5 empty] | 652 | 152.36
648 | 151.64 |  |  |  | 648 | 151.5561 | [5 empty] | 653 | 152.54
649 | 151.82 |  |  |  | 649 | 151.7358 | [5 empty] | 654 | 152.72
650 | 152 |  |  |  | 650 | 151.9155 | [5 empty] | 655 | 152.9
651 | 152.18 |  |  |  | 651 | 152.0951 | [5 empty] | 656 | 153.08
652 | 152.36 |  |  |  | 652 | 152.2748 | [5 empty] | 657 | 153.26
653 | 152.54 |  |  |  | 653 | 152.4544 | [5 empty] | 658 | 153.44
654 | 152.72 |  |  |  | 654 | 152.6341 | [5 empty] | 659 | 153.62
655 | 152.9 |  |  |  | 655 | 152.8137 | [5 empty] | 660 | 153.8
656 | 153.08 |  |  |  | 656 | 152.9934 | [5 empty] | 661 | 153.98
657 | 153.26 |  |  |  | 657 | 153.1731 | [5 empty] | 662 | 154.16
658 | 153.44 |  |  |  | 658 | 153.3527 | [5 empty] | 663 | 154.34
659 | 153.62 |  |  |  | 659 | 153.5324 | [5 empty] | 664 | 154.52
660 | 153.8 |  |  |  | 660 | 153.712 | [5 empty] | 665 | 154.7
661 | 153.98 |  |  |  | 661 | 153.8917 | [5 empty] | 666 | 154.88
662 | 154.16 |  |  |  | 662 | 154.0713 | [5 empty] | 667 | 155.06
663 | 154.34 |  |  |  | 663 | 154.251 | [5 empty] | 668 | 155.24
664 | 154.52 |  |  |  | 664 | 154.4306 | [5 empty] | 669 | 155.42
665 | 154.7 |  |  |  | 665 | 154.6103 | [5 empty] | 670 | 155.6
666 | 154.88 |  |  |  | 666 | 154.79 | [5 empty] | 671 | 155.78
667 | 155.06 |  |  |  | 667 | 154.9696 | [5 empty] | 672 | 155.96
668 | 155.24 |  |  |  | 668 | 155.1493 | [5 empty] | 673 | 156.14
669 | 155.42 |  |  |  | 669 | 155.3289 | [5 empty] | 674 | 156.32
670 | 155.6 |  |  |  | 670 | 155.5086 | [5 empty] | 675 | 156.5
671 | 155.78 |  |  |  | 671 | 155.6882 | [5 empty] | 676 | 156.68
672 | 155.96 |  |  |  | 672 | 155.8679 | [5 empty] | 677 | 156.86
673 | 156.14 |  |  |  | 673 | 156.0476 | [5 empty] | 678 | 157.04
674 | 156.32 |  |  |  | 674 | 156.2272 | [5 empty] | 679 | 157.22
675 | 156.5 |  |  |  | 675 | 156.4069 | [5 empty] | 680 | 157.4
676 | 156.68 |  |  |  | 676 | 156.5865 | [5 empty] | 681 | 157.58
677 | 156.86 |  |  |  | 677 | 156.7662 | [5 empty] | 682 | 157.76
678 | 157.04 |  |  |  | 678 | 156.9458 | [5 empty] | 683 | 157.94
679 | 157.22 |  |  |  | 679 | 157.1255 | [5 empty] | 684 | 158.12
680 | 157.4 |  |  |  | 680 | 157.3052 | [5 empty] | 685 | 158.3
681 | 157.58 |  |  |  | 681 | 157.4848 | [5 empty] | 686 | 158.48
682 | 157.76 |  |  |  | 682 | 157.6645 | [5 empty] | 687 | 158.66
683 | 157.94 |  |  |  | 683 | 157.8441 | [5 empty] | 688 | 158.84
684 | 158.12 |  |  |  | 684 | 158.0238 | [5 empty] | 689 | 159.02
685 | 158.3 |  |  |  | 685 | 158.2034 | [5 empty] | 690 | 159.2
686 | 158.48 |  |  |  | 686 | 158.3831 | [5 empty] | 691 | 159.38
687 | 158.66 |  |  |  | 687 | 158.5627 | [5 empty] | 692 | 159.56
688 | 158.84 |  |  |  | 688 | 158.7424 | [5 empty] | 693 | 159.74
689 | 159.02 |  |  |  | 689 | 158.9221 | [5 empty] | 694 | 159.92
690 | 159.2 |  |  |  | 690 | 159.1017 | [5 empty] | 695 | 160.1
691 | 159.38 |  |  |  | 691 | 159.2814 | [5 empty] | 696 | 160.28
692 | 159.56 |  |  |  | 692 | 159.461 | [5 empty] | 697 | 160.46
693 | 159.74 |  |  |  | 693 | 159.6407 | [5 empty] | 698 | 160.64
694 | 159.92 |  |  |  | 694 | 159.8203 | [5 empty] | 699 | 160.82
695 | 160.1 |  |  |  | 695 | 160 | [5 empty] | 700 | 161
696 | 160.28 |  |  |  | 696 | 160.1797 | [5 empty] | 701 | 161.18
697 | 160.46 |  |  |  | 697 | 160.3593 | [5 empty] | 702 | 161.36
698 | 160.64 |  |  |  | 698 | 160.539 | [5 empty] | 703 | 161.54
699 | 160.82 |  |  |  | 699 | 160.7186 | [5 empty] | 704 | 161.72
700 | 161 |  |  |  | 700 | 160.8983 | [5 empty] | 705 | 161.9
701 | 161.18 |  |  |  | 701 | 161.0779 | [5 empty] | 706 | 162.08
702 | 161.36 |  |  |  | 702 | 161.2576 | [5 empty] | 707 | 162.26
703 | 161.54 |  |  |  | 703 | 161.4373 | [5 empty] | 708 | 162.44
704 | 161.72 |  |  |  | 704 | 161.6169 | [5 empty] | 709 | 162.62
705 | 161.9 |  |  |  | 705 | 161.7966 | [5 empty] | 710 | 162.8
706 | 162.08 |  |  |  | 706 | 161.9762 | [5 empty] | 711 | 162.98
707 | 162.26 |  |  |  | 707 | 162.1559 | [5 empty] | 712 | 163.16
708 | 162.44 |  |  |  | 708 | 162.3355 | [5 empty] | 713 | 163.34
709 | 162.62 |  |  |  | 709 | 162.5152 | [5 empty] | 714 | 163.52
710 | 162.8 |  |  |  | 710 | 162.6948 | [5 empty] | 715 | 163.7
711 | 162.98 |  |  |  | 711 | 162.8745 | [5 empty] | 716 | 163.88
712 | 163.16 |  |  |  | 712 | 163.0542 | [5 empty] | 717 | 164.06
713 | 163.34 |  |  |  | 713 | 163.2338 | [5 empty] | 718 | 164.24
714 | 163.52 |  |  |  | 714 | 163.4135 | [5 empty] | 719 | 164.42
715 | 163.7 |  |  |  | 715 | 163.5931 | [5 empty] | 720 | 164.6
716 | 163.88 |  |  |  | 716 | 163.7728 | [5 empty] | 721 | 164.78
717 | 164.06 |  |  |  | 717 | 163.9524 | [5 empty] | 722 | 164.96
718 | 164.24 |  |  |  | 718 | 164.1321 | [5 empty] | 723 | 165.14
719 | 164.42 |  |  |  | 719 | 164.3118 | [5 empty] | 724 | 165.32
720 | 164.6 |  |  |  | 720 | 164.4914 | [5 empty] | 725 | 165.5
721 | 164.78 |  |  |  | 721 | 164.6711 | [5 empty] | 726 | 165.68
722 | 164.96 |  |  |  | 722 | 164.8507 | [5 empty] | 727 | 165.86
723 | 165.14 |  |  |  | 723 | 165.0304 | [5 empty] | 728 | 166.04
724 | 165.32 |  |  |  | 724 | 165.21 | [5 empty] | 729 | 166.22
725 | 165.5 |  |  |  | 725 | 165.3897 | [5 empty] | 730 | 166.4
726 | 165.68 |  |  |  | 726 | 165.5694 | [5 empty] | 731 | 166.58
727 | 165.86 |  |  |  | 727 | 165.749 | [5 empty] | 732 | 166.76
728 | 166.04 |  |  |  | 728 | 165.9287 | [5 empty] | 733 | 166.94
729 | 166.22 |  |  |  | 729 | 166.1083 | [5 empty] | 734 | 167.12
730 | 166.4 |  |  |  | 730 | 166.288 | [5 empty] | 735 | 167.3
731 | 166.58 |  |  |  | 731 | 166.4676 | [5 empty] | 736 | 167.48
732 | 166.76 |  |  |  | 732 | 166.6473 | [5 empty] | 737 | 167.66
733 | 166.94 |  |  |  | 733 | 166.8269 | [5 empty] | 738 | 167.84
734 | 167.12 |  |  |  | 734 | 167.0066 | [5 empty] | 739 | 168.02
735 | 167.3 |  |  |  | 735 | 167.1863 | [5 empty] | 740 | 168.2
736 | 167.48 |  |  |  | 736 | 167.3659 | [5 empty] | 741 | 168.38
737 | 167.66 |  |  |  | 737 | 167.5456 | [5 empty] | 742 | 168.56
738 | 167.84 |  |  |  | 738 | 167.7252 | [5 empty] | 743 | 168.74
739 | 168.02 |  |  |  | 739 | 167.9049 | [5 empty] | 744 | 168.92
740 | 168.2 |  |  |  | 740 | 168.0845 | [5 empty] | 745 | 169.1
741 | 168.38 |  |  |  | 741 | 168.2642 | [5 empty] | 746 | 169.28
742 | 168.56 |  |  |  | 742 | 168.4439 | [5 empty] | 747 | 169.46
743 | 168.74 |  |  |  | 743 | 168.6235 | [5 empty] | 748 | 169.64
744 | 168.92 |  |  |  | 744 | 168.8032 | [5 empty] | 749 | 169.82
745 | 169.1 |  |  |  | 745 | 168.9828 | [5 empty] | 750 | 170
746 | 169.28 |  |  |  | 746 | 169.1625 | [5 empty] | 751 | 170.152
747 | 169.46 |  |  |  | 747 | 169.3421 | [5 empty] | 752 | 170.304
748 | 169.64 |  |  |  | 748 | 169.5218 | [5 empty] | 753 | 170.456
749 | 169.82 |  |  |  | 749 | 169.7015 | [5 empty] | 754 | 170.608
750 | 170 |  |  |  | 750 | 169.8811 | [5 empty] | 755 | 170.76
751 | 170.152 |  |  |  | 751 | 170.0333 | [5 empty] | 756 | 170.912
752 | 170.304 |  |  |  | 752 | 170.1855 | [5 empty] | 757 | 171.064
753 | 170.456 |  |  |  | 753 | 170.3376 | [5 empty] | 758 | 171.216
754 | 170.608 |  |  |  | 754 | 170.4898 | [5 empty] | 759 | 171.368
755 | 170.76 |  |  |  | 755 | 170.642 | [5 empty] | 760 | 171.52
756 | 170.912 |  |  |  | 756 | 170.7942 | [5 empty] | 761 | 171.672
757 | 171.064 |  |  |  | 757 | 170.9464 | [5 empty] | 762 | 171.824
758 | 171.216 |  |  |  | 758 | 171.0985 | [5 empty] | 763 | 171.976
759 | 171.368 |  |  |  | 759 | 171.2507 | [5 empty] | 764 | 172.128
760 | 171.52 |  |  |  | 760 | 171.4029 | [5 empty] | 765 | 172.28
761 | 171.672 |  |  |  | 761 | 171.5551 | [5 empty] | 766 | 172.432
762 | 171.824 |  |  |  | 762 | 171.7073 | [5 empty] | 767 | 172.584
763 | 171.976 |  |  |  | 763 | 171.8594 | [5 empty] | 768 | 172.736
764 | 172.128 |  |  |  | 764 | 172.0116 | [5 empty] | 769 | 172.888
765 | 172.28 |  |  |  | 765 | 172.1638 | [5 empty] | 770 | 173.04
766 | 172.432 |  |  |  | 766 | 172.316 | [5 empty] | 771 | 173.192
767 | 172.584 |  |  |  | 767 | 172.4682 | [5 empty] | 772 | 173.344
768 | 172.736 |  |  |  | 768 | 172.6203 | [5 empty] | 773 | 173.496
769 | 172.888 |  |  |  | 769 | 172.7725 | [5 empty] | 774 | 173.648
770 | 173.04 |  |  |  | 770 | 172.9247 | [5 empty] | 775 | 173.8
771 | 173.192 |  |  |  | 771 | 173.0769 | [5 empty] | 776 | 173.952
772 | 173.344 |  |  |  | 772 | 173.2291 | [5 empty] | 777 | 174.104
773 | 173.496 |  |  |  | 773 | 173.3812 | [5 empty] | 778 | 174.256
774 | 173.648 |  |  |  | 774 | 173.5334 | [5 empty] | 779 | 174.408
775 | 173.8 |  |  |  | 775 | 173.6856 | [5 empty] | 780 | 174.56
776 | 173.952 |  |  |  | 776 | 173.8378 | [5 empty] | 781 | 174.712
777 | 174.104 |  |  |  | 777 | 173.99 | [5 empty] | 782 | 174.864
778 | 174.256 |  |  |  | 778 | 174.1421 | [5 empty] | 783 | 175.016
779 | 174.408 |  |  |  | 779 | 174.2943 | [5 empty] | 784 | 175.168
780 | 174.56 |  |  |  | 780 | 174.4465 | [5 empty] | 785 | 175.32
781 | 174.712 |  |  |  | 781 | 174.5987 | [5 empty] | 786 | 175.472
782 | 174.864 |  |  |  | 782 | 174.7509 | [5 empty] | 787 | 175.624
783 | 175.016 |  |  |  | 783 | 174.903 | [5 empty] | 788 | 175.776
784 | 175.168 |  |  |  | 784 | 175.0552 | [5 empty] | 789 | 175.928
785 | 175.32 |  |  |  | 785 | 175.2074 | [5 empty] | 790 | 176.08
786 | 175.472 |  |  |  | 786 | 175.3596 | [5 empty] | 791 | 176.232
787 | 175.624 |  |  |  | 787 | 175.5118 | [5 empty] | 792 | 176.384
788 | 175.776 |  |  |  | 788 | 175.6639 | [5 empty] | 793 | 176.536
789 | 175.928 |  |  |  | 789 | 175.8161 | [5 empty] | 794 | 176.688
790 | 176.08 |  |  |  | 790 | 175.9683 | [5 empty] | 795 | 176.84
791 | 176.232 |  |  |  | 791 | 176.1205 | [5 empty] | 796 | 176.992
792 | 176.384 |  |  |  | 792 | 176.2727 | [5 empty] | 797 | 177.144
793 | 176.536 |  |  |  | 793 | 176.4248 | [5 empty] | 798 | 177.296
794 | 176.688 |  |  |  | 794 | 176.577 | [5 empty] | 799 | 177.448
795 | 176.84 |  |  |  | 795 | 176.7292 | [5 empty] | 800 | 177.6
796 | 176.992 |  |  |  | 796 | 176.8814 | [5 empty] | 801 | 177.752
797 | 177.144 |  |  |  | 797 | 177.0336 | [5 empty] | 802 | 177.904
798 | 177.296 |  |  |  | 798 | 177.1857 | [5 empty] | 803 | 178.056
799 | 177.448 |  |  |  | 799 | 177.3379 | [5 empty] | 804 | 178.208
800 | 177.6 |  |  |  | 800 | 177.4901 | [5 empty] | 805 | 178.36
801 | 177.752 |  |  |  | 801 | 177.6423 | [5 empty] | 806 | 178.512
802 | 177.904 |  |  |  | 802 | 177.7945 | [5 empty] | 807 | 178.664
803 | 178.056 |  |  |  | 803 | 177.9466 | [5 empty] | 808 | 178.816
804 | 178.208 |  |  |  | 804 | 178.0988 | [5 empty] | 809 | 178.968
805 | 178.36 |  |  |  | 805 | 178.251 | [5 empty] | 810 | 179.12
806 | 178.512 |  |  |  | 806 | 178.4032 | [5 empty] | 811 | 179.272
807 | 178.664 |  |  |  | 807 | 178.5554 | [5 empty] | 812 | 179.424
808 | 178.816 |  |  |  | 808 | 178.7075 | [5 empty] | 813 | 179.576
809 | 178.968 |  |  |  | 809 | 178.8597 | [5 empty] | 814 | 179.728
810 | 179.12 |  |  |  | 810 | 179.0119 | [5 empty] | 815 | 179.88
811 | 179.272 |  |  |  | 811 | 179.1641 | [5 empty] | 816 | 180.032
812 | 179.424 |  |  |  | 812 | 179.3162 | [5 empty] | 817 | 180.184
813 | 179.576 |  |  |  | 813 | 179.4684 | [5 empty] | 818 | 180.336
814 | 179.728 |  |  |  | 814 | 179.6206 | [5 empty] | 819 | 180.488
815 | 179.88 |  |  |  | 815 | 179.7728 | [5 empty] | 820 | 180.64
816 | 180.032 |  |  |  | 816 | 179.925 | [5 empty] | 821 | 180.792
817 | 180.184 |  |  |  | 817 | 180.0771 | [5 empty] | 822 | 180.944
818 | 180.336 |  |  |  | 818 | 180.2293 | [5 empty] | 823 | 181.096
819 | 180.488 |  |  |  | 819 | 180.3815 | [5 empty] | 824 | 181.248
820 | 180.64 |  |  |  | 820 | 180.5337 | [5 empty] | 825 | 181.4
821 | 180.792 |  |  |  | 821 | 180.6859 | [5 empty] | 826 | 181.552
822 | 180.944 |  |  |  | 822 | 180.838 | [5 empty] | 827 | 181.704
823 | 181.096 |  |  |  | 823 | 180.9902 | [5 empty] | 828 | 181.856
824 | 181.248 |  |  |  | 824 | 181.1424 | [5 empty] | 829 | 182.008
825 | 181.4 |  |  |  | 825 | 181.2946 | [5 empty] | 830 | 182.16
826 | 181.552 |  |  |  | 826 | 181.4468 | [5 empty] | 831 | 182.312
827 | 181.704 |  |  |  | 827 | 181.5989 | [5 empty] | 832 | 182.464
828 | 181.856 |  |  |  | 828 | 181.7511 | [5 empty] | 833 | 182.616
829 | 182.008 |  |  |  | 829 | 181.9033 | [5 empty] | 834 | 182.768
830 | 182.16 |  |  |  | 830 | 182.0555 | [5 empty] | 835 | 182.92
831 | 182.312 |  |  |  | 831 | 182.2077 | [5 empty] | 836 | 183.072
832 | 182.464 |  |  |  | 832 | 182.3598 | [5 empty] | 837 | 183.224
833 | 182.616 |  |  |  | 833 | 182.512 | [5 empty] | 838 | 183.376
834 | 182.768 |  |  |  | 834 | 182.6642 | [5 empty] | 839 | 183.528
835 | 182.92 |  |  |  | 835 | 182.8164 | [5 empty] | 840 | 183.68
836 | 183.072 |  |  |  | 836 | 182.9686 | [5 empty] | 841 | 183.832
837 | 183.224 |  |  |  | 837 | 183.1207 | [5 empty] | 842 | 183.984
838 | 183.376 |  |  |  | 838 | 183.2729 | [5 empty] | 843 | 184.136
839 | 183.528 |  |  |  | 839 | 183.4251 | [5 empty] | 844 | 184.288
840 | 183.68 |  |  |  | 840 | 183.5773 | [5 empty] | 845 | 184.44
841 | 183.832 |  |  |  | 841 | 183.7295 | [5 empty] | 846 | 184.592
842 | 183.984 |  |  |  | 842 | 183.8816 | [5 empty] | 847 | 184.744
843 | 184.136 |  |  |  | 843 | 184.0338 | [5 empty] | 848 | 184.896
844 | 184.288 |  |  |  | 844 | 184.186 | [5 empty] | 849 | 185.048
845 | 184.44 |  |  |  | 845 | 184.3382 | [5 empty] | 850 | 185.2
846 | 184.592 |  |  |  | 846 | 184.4904 | [5 empty] | 851 | 185.352
847 | 184.744 |  |  |  | 847 | 184.6425 | [5 empty] | 852 | 185.504
848 | 184.896 |  |  |  | 848 | 184.7947 | [5 empty] | 853 | 185.656
849 | 185.048 |  |  |  | 849 | 184.9469 | [5 empty] | 854 | 185.808
850 | 185.2 |  |  |  | 850 | 185.0991 | [5 empty] | 855 | 185.96
851 | 185.352 |  |  |  | 851 | 185.2513 | [5 empty] | 856 | 186.112
852 | 185.504 |  |  |  | 852 | 185.4034 | [5 empty] | 857 | 186.264
853 | 185.656 |  |  |  | 853 | 185.5556 | [5 empty] | 858 | 186.416
854 | 185.808 |  |  |  | 854 | 185.7078 | [5 empty] | 859 | 186.568
855 | 185.96 |  |  |  | 855 | 185.86 | [5 empty] | 860 | 186.72
856 | 186.112 |  |  |  | 856 | 186.0122 | [5 empty] | 861 | 186.872
857 | 186.264 |  |  |  | 857 | 186.1643 | [5 empty] | 862 | 187.024
858 | 186.416 |  |  |  | 858 | 186.3165 | [5 empty] | 863 | 187.176
859 | 186.568 |  |  |  | 859 | 186.4687 | [5 empty] | 864 | 187.328
860 | 186.72 |  |  |  | 860 | 186.6209 | [5 empty] | 865 | 187.48
861 | 186.872 |  |  |  | 861 | 186.7731 | [5 empty] | 866 | 187.632
862 | 187.024 |  |  |  | 862 | 186.9252 | [5 empty] | 867 | 187.784
863 | 187.176 |  |  |  | 863 | 187.0774 | [5 empty] | 868 | 187.936
864 | 187.328 |  |  |  | 864 | 187.2296 | [5 empty] | 869 | 188.088
865 | 187.48 |  |  |  | 865 | 187.3818 | [5 empty] | 870 | 188.24
866 | 187.632 |  |  |  | 866 | 187.5339 | [5 empty] | 871 | 188.392
867 | 187.784 |  |  |  | 867 | 187.6861 | [5 empty] | 872 | 188.544
868 | 187.936 |  |  |  | 868 | 187.8383 | [5 empty] | 873 | 188.696
869 | 188.088 |  |  |  | 869 | 187.9905 | [5 empty] | 874 | 188.848
870 | 188.24 |  |  |  | 870 | 188.1427 | [5 empty] | 875 | 189
871 | 188.392 |  |  |  | 871 | 188.2948 | [5 empty] | 876 | 189.152
872 | 188.544 |  |  |  | 872 | 188.447 | [5 empty] | 877 | 189.304
873 | 188.696 |  |  |  | 873 | 188.5992 | [5 empty] | 878 | 189.456
874 | 188.848 |  |  |  | 874 | 188.7514 | [5 empty] | 879 | 189.608
875 | 189 |  |  |  | 875 | 188.9036 | [5 empty] | 880 | 189.76
876 | 189.152 |  |  |  | 876 | 189.0557 | [5 empty] | 881 | 189.912
877 | 189.304 |  |  |  | 877 | 189.2079 | [5 empty] | 882 | 190.064
878 | 189.456 |  |  |  | 878 | 189.3601 | [5 empty] | 883 | 190.216
879 | 189.608 |  |  |  | 879 | 189.5123 | [5 empty] | 884 | 190.368
880 | 189.76 |  |  |  | 880 | 189.6645 | [5 empty] | 885 | 190.52
881 | 189.912 |  |  |  | 881 | 189.8166 | [5 empty] | 886 | 190.672
882 | 190.064 |  |  |  | 882 | 189.9688 | [5 empty] | 887 | 190.824
883 | 190.216 |  |  |  | 883 | 190.121 | [5 empty] | 888 | 190.976
884 | 190.368 |  |  |  | 884 | 190.2732 | [5 empty] | 889 | 191.128
885 | 190.52 |  |  |  | 885 | 190.4254 | [5 empty] | 890 | 191.28
886 | 190.672 |  |  |  | 886 | 190.5775 | [5 empty] | 891 | 191.432
887 | 190.824 |  |  |  | 887 | 190.7297 | [5 empty] | 892 | 191.584
888 | 190.976 |  |  |  | 888 | 190.8819 | [5 empty] | 893 | 191.736
889 | 191.128 |  |  |  | 889 | 191.0341 | [5 empty] | 894 | 191.888
890 | 191.28 |  |  |  | 890 | 191.1863 | [5 empty] | 895 | 192.04
891 | 191.432 |  |  |  | 891 | 191.3384 | [5 empty] | 896 | 192.192
892 | 191.584 |  |  |  | 892 | 191.4906 | [5 empty] | 897 | 192.344
893 | 191.736 |  |  |  | 893 | 191.6428 | [5 empty] | 898 | 192.496
894 | 191.888 |  |  |  | 894 | 191.795 | [5 empty] | 899 | 192.648
895 | 192.04 |  |  |  | 895 | 191.9472 | [5 empty] | 900 | 192.8
896 | 192.192 |  |  |  | 896 | 192.0993 | [5 empty] | 901 | 192.952
897 | 192.344 |  |  |  | 897 | 192.2515 | [5 empty] | 902 | 193.104
898 | 192.496 |  |  |  | 898 | 192.4037 | [5 empty] | 903 | 193.256
899 | 192.648 |  |  |  | 899 | 192.5559 | [5 empty] | 904 | 193.408
900 | 192.8 |  |  |  | 900 | 192.7081 | [5 empty] | 905 | 193.56
901 | 192.952 |  |  |  | 901 | 192.8602 | [5 empty] | 906 | 193.712
902 | 193.104 |  |  |  | 902 | 193.0124 | [5 empty] | 907 | 193.864
903 | 193.256 |  |  |  | 903 | 193.1646 | [5 empty] | 908 | 194.016
904 | 193.408 |  |  |  | 904 | 193.3168 | [5 empty] | 909 | 194.168
905 | 193.56 |  |  |  | 905 | 193.469 | [5 empty] | 910 | 194.32
906 | 193.712 |  |  |  | 906 | 193.6211 | [5 empty] | 911 | 194.472
907 | 193.864 |  |  |  | 907 | 193.7733 | [5 empty] | 912 | 194.624
908 | 194.016 |  |  |  | 908 | 193.9255 | [5 empty] | 913 | 194.776
909 | 194.168 |  |  |  | 909 | 194.0777 | [5 empty] | 914 | 194.928
910 | 194.32 |  |  |  | 910 | 194.2299 | [5 empty] | 915 | 195.08
911 | 194.472 |  |  |  | 911 | 194.382 | [5 empty] | 916 | 195.232
912 | 194.624 |  |  |  | 912 | 194.5342 | [5 empty] | 917 | 195.384
913 | 194.776 |  |  |  | 913 | 194.6864 | [5 empty] | 918 | 195.536
914 | 194.928 |  |  |  | 914 | 194.8386 | [5 empty] | 919 | 195.688
915 | 195.08 |  |  |  | 915 | 194.9908 | [5 empty] | 920 | 195.84
916 | 195.232 |  |  |  | 916 | 195.1429 | [5 empty] | 921 | 195.992
917 | 195.384 |  |  |  | 917 | 195.2951 | [5 empty] | 922 | 196.144
918 | 195.536 |  |  |  | 918 | 195.4473 | [5 empty] | 923 | 196.296
919 | 195.688 |  |  |  | 919 | 195.5995 | [5 empty] | 924 | 196.448
920 | 195.84 |  |  |  | 920 | 195.7517 | [5 empty] | 925 | 196.6
921 | 195.992 |  |  |  | 921 | 195.9038 | [5 empty] | 926 | 196.752
922 | 196.144 |  |  |  | 922 | 196.056 | [5 empty] | 927 | 196.904
923 | 196.296 |  |  |  | 923 | 196.2082 | [5 empty] | 928 | 197.056
924 | 196.448 |  |  |  | 924 | 196.3604 | [5 empty] | 929 | 197.208
925 | 196.6 |  |  |  | 925 | 196.5125 | [5 empty] | 930 | 197.36
926 | 196.752 |  |  |  | 926 | 196.6647 | [5 empty] | 931 | 197.512
927 | 196.904 |  |  |  | 927 | 196.8169 | [5 empty] | 932 | 197.664
928 | 197.056 |  |  |  | 928 | 196.9691 | [5 empty] | 933 | 197.816
929 | 197.208 |  |  |  | 929 | 197.1213 | [5 empty] | 934 | 197.968
930 | 197.36 |  |  |  | 930 | 197.2734 | [5 empty] | 935 | 198.12
931 | 197.512 |  |  |  | 931 | 197.4256 | [5 empty] | 936 | 198.272
932 | 197.664 |  |  |  | 932 | 197.5778 | [5 empty] | 937 | 198.424
933 | 197.816 |  |  |  | 933 | 197.73 | [5 empty] | 938 | 198.576
934 | 197.968 |  |  |  | 934 | 197.8822 | [5 empty] | 939 | 198.728
935 | 198.12 |  |  |  | 935 | 198.0343 | [5 empty] | 940 | 198.88
936 | 198.272 |  |  |  | 936 | 198.1865 | [5 empty] | 941 | 199.032
937 | 198.424 |  |  |  | 937 | 198.3387 | [5 empty] | 942 | 199.184
938 | 198.576 |  |  |  | 938 | 198.4909 | [5 empty] | 943 | 199.336
939 | 198.728 |  |  |  | 939 | 198.6431 | [5 empty] | 944 | 199.488
940 | 198.88 |  |  |  | 940 | 198.7952 | [5 empty] | 945 | 199.64
941 | 199.032 |  |  |  | 941 | 198.9474 | [5 empty] | 946 | 199.792
942 | 199.184 |  |  |  | 942 | 199.0996 | [5 empty] | 947 | 199.944
943 | 199.336 |  |  |  | 943 | 199.2518 | [5 empty] | 948 | 200.096
944 | 199.488 |  |  |  | 944 | 199.404 | [5 empty] | 949 | 200.248
945 | 199.64 |  |  |  | 945 | 199.5561 | [5 empty] | 950 | 200.4
946 | 199.792 |  |  |  | 946 | 199.7083 | [5 empty] | 951 | 200.552
947 | 199.944 |  |  |  | 947 | 199.8605 | [5 empty] | 952 | 200.704
948 | 200.096 |  |  |  | 948 | 200.0127 | [5 empty] | 953 | 200.856
949 | 200.248 |  |  |  | 949 | 200.1649 | [5 empty] | 954 | 201.008
950 | 200.4 |  |  |  | 950 | 200.317 | [5 empty] | 955 | 201.16
951 | 200.552 |  |  |  | 951 | 200.4692 | [5 empty] | 956 | 201.312
952 | 200.704 |  |  |  | 952 | 200.6214 | [5 empty] | 957 | 201.464
953 | 200.856 |  |  |  | 953 | 200.7736 | [5 empty] | 958 | 201.616
954 | 201.008 |  |  |  | 954 | 200.9258 | [5 empty] | 959 | 201.768
955 | 201.16 |  |  |  | 955 | 201.0779 | [5 empty] | 960 | 201.92
956 | 201.312 |  |  |  | 956 | 201.2301 | [5 empty] | 961 | 202.072
957 | 201.464 |  |  |  | 957 | 201.3823 | [5 empty] | 962 | 202.224
958 | 201.616 |  |  |  | 958 | 201.5345 | [5 empty] | 963 | 202.376
959 | 201.768 |  |  |  | 959 | 201.6867 | [5 empty] | 964 | 202.528
960 | 201.92 |  |  |  | 960 | 201.8388 | [5 empty] | 965 | 202.68
961 | 202.072 |  |  |  | 961 | 201.991 | [5 empty] | 966 | 202.832
962 | 202.224 |  |  |  | 962 | 202.1432 | [5 empty] | 967 | 202.984
963 | 202.376 |  |  |  | 963 | 202.2954 | [5 empty] | 968 | 203.136
964 | 202.528 |  |  |  | 964 | 202.4476 | [5 empty] | 969 | 203.288
965 | 202.68 |  |  |  | 965 | 202.5997 | [5 empty] | 970 | 203.44
966 | 202.832 |  |  |  | 966 | 202.7519 | [5 empty] | 971 | 203.592
967 | 202.984 |  |  |  | 967 | 202.9041 | [5 empty] | 972 | 203.744
968 | 203.136 |  |  |  | 968 | 203.0563 | [5 empty] | 973 | 203.896
969 | 203.288 |  |  |  | 969 | 203.2085 | [5 empty] | 974 | 204.048
970 | 203.44 |  |  |  | 970 | 203.3606 | [5 empty] | 975 | 204.2
971 | 203.592 |  |  |  | 971 | 203.5128 | [5 empty] | 976 | 204.352
972 | 203.744 |  |  |  | 972 | 203.665 | [5 empty] | 977 | 204.504
973 | 203.896 |  |  |  | 973 | 203.8172 | [5 empty] | 978 | 204.656
974 | 204.048 |  |  |  | 974 | 203.9694 | [5 empty] | 979 | 204.808
975 | 204.2 |  |  |  | 975 | 204.1215 | [5 empty] | 980 | 204.96
976 | 204.352 |  |  |  | 976 | 204.2737 | [5 empty] | 981 | 205.112
977 | 204.504 |  |  |  | 977 | 204.4259 | [5 empty] | 982 | 205.264
978 | 204.656 |  |  |  | 978 | 204.5781 | [5 empty] | 983 | 205.416
979 | 204.808 |  |  |  | 979 | 204.7303 | [5 empty] | 984 | 205.568
980 | 204.96 |  |  |  | 980 | 204.8824 | [5 empty] | 985 | 205.72
981 | 205.112 |  |  |  | 981 | 205.0346 | [5 empty] | 986 | 205.872
982 | 205.264 |  |  |  | 982 | 205.1868 | [5 empty] | 987 | 206.024
983 | 205.416 |  |  |  | 983 | 205.339 | [5 empty] | 988 | 206.176
984 | 205.568 |  |  |  | 984 | 205.4911 | [5 empty] | 989 | 206.328
985 | 205.72 |  |  |  | 985 | 205.6433 | [5 empty] | 990 | 206.48
986 | 205.872 |  |  |  | 986 | 205.7955 | [5 empty] | 991 | 206.632
987 | 206.024 |  |  |  | 987 | 205.9477 | [5 empty] | 992 | 206.784
988 | 206.176 |  |  |  | 988 | 206.0999 | [5 empty] | 993 | 206.936
989 | 206.328 |  |  |  | 989 | 206.252 | [5 empty] | 994 | 207.088
990 | 206.48 |  |  |  | 990 | 206.4042 | [5 empty] | 995 | 207.24
991 | 206.632 |  |  |  | 991 | 206.5564 | [5 empty] | 996 | 207.392
992 | 206.784 |  |  |  | 992 | 206.7086 | [5 empty] | 997 | 207.544
993 | 206.936 |  |  |  | 993 | 206.8608 | [5 empty] | 998 | 207.696
994 | 207.088 |  |  |  | 994 | 207.0129 | [5 empty] | 999 | 207.848
995 | 207.24 |  |  |  | 995 | 207.1651 | [5 empty] | 1000 | 208
996 | 207.392 |  |  |  | 996 | 207.3173 | [5 empty] | 1001 | 208.128
997 | 207.544 |  |  |  | 997 | 207.4695 | [5 empty] | 1002 | 208.256
998 | 207.696 |  |  |  | 998 | 207.6217 | [5 empty] | 1003 | 208.384
999 | 207.848 |  |  |  | 999 | 207.7738 | [5 empty] | 1004 | 208.512
1000 | 208 |  |  |  | 1000 | 207.926 | [5 empty] | 1005 | 208.64
1001 | 208.128 |  |  |  | 1001 | 208.0539 | [5 empty] | 1006 | 208.768
1002 | 208.256 |  |  |  | 1002 | 208.1818 | [5 empty] | 1007 | 208.896
1003 | 208.384 |  |  |  | 1003 | 208.3096 | [5 empty] | 1008 | 209.024
1004 | 208.512 |  |  |  | 1004 | 208.4375 | [5 empty] | 1009 | 209.152
1005 | 208.64 |  |  |  | 1005 | 208.5654 | [5 empty] | 1010 | 209.28
1006 | 208.768 |  |  |  | 1006 | 208.6933 | [5 empty] | 1011 | 209.408
1007 | 208.896 |  |  |  | 1007 | 208.8211 | [5 empty] | 1012 | 209.536
1008 | 209.024 |  |  |  | 1008 | 208.949 | [5 empty] | 1013 | 209.664
1009 | 209.152 |  |  |  | 1009 | 209.0769 | [5 empty] | 1014 | 209.792
1010 | 209.28 |  |  |  | 1010 | 209.2048 | [5 empty] | 1015 | 209.92
1011 | 209.408 |  |  |  | 1011 | 209.3326 | [5 empty] | 1016 | 210.048
1012 | 209.536 |  |  |  | 1012 | 209.4605 | [5 empty] | 1017 | 210.176
1013 | 209.664 |  |  |  | 1013 | 209.5884 | [5 empty] | 1018 | 210.304
1014 | 209.792 |  |  |  | 1014 | 209.7162 | [5 empty] | 1019 | 210.432
1015 | 209.92 |  |  |  | 1015 | 209.8441 | [5 empty] | 1020 | 210.56
1016 | 210.048 |  |  |  | 1016 | 209.972 | [5 empty] | 1021 | 210.688
1017 | 210.176 |  |  |  | 1017 | 210.0999 | [5 empty] | 1022 | 210.816
1018 | 210.304 |  |  |  | 1018 | 210.2277 | [5 empty] | 1023 | 210.944
1019 | 210.432 |  |  |  | 1019 | 210.3556 | [5 empty] | 1024 | 211.072
1020 | 210.56 |  |  |  | 1020 | 210.4835 | [5 empty] | 1025 | 211.2
1021 | 210.688 |  |  |  | 1021 | 210.6114 | [5 empty] | 1026 | 211.328
1022 | 210.816 |  |  |  | 1022 | 210.7392 | [5 empty] | 1027 | 211.456
1023 | 210.944 |  |  |  | 1023 | 210.8671 | [5 empty] | 1028 | 211.584
1024 | 211.072 |  |  |  | 1024 | 210.995 | [5 empty] | 1029 | 211.712
1025 | 211.2 |  |  |  | 1025 | 211.1229 | [5 empty] | 1030 | 211.84
1026 | 211.328 |  |  |  | 1026 | 211.2507 | [5 empty] | 1031 | 211.968
1027 | 211.456 |  |  |  | 1027 | 211.3786 | [5 empty] | 1032 | 212.096
1028 | 211.584 |  |  |  | 1028 | 211.5065 | [5 empty] | 1033 | 212.224
1029 | 211.712 |  |  |  | 1029 | 211.6343 | [5 empty] | 1034 | 212.352
1030 | 211.84 |  |  |  | 1030 | 211.7622 | [5 empty] | 1035 | 212.48
1031 | 211.968 |  |  |  | 1031 | 211.8901 | [5 empty] | 1036 | 212.608
1032 | 212.096 |  |  |  | 1032 | 212.018 | [5 empty] | 1037 | 212.736
1033 | 212.224 |  |  |  | 1033 | 212.1458 | [5 empty] | 1038 | 212.864
1034 | 212.352 |  |  |  | 1034 | 212.2737 | [5 empty] | 1039 | 212.992
1035 | 212.48 |  |  |  | 1035 | 212.4016 | [5 empty] | 1040 | 213.12
1036 | 212.608 |  |  |  | 1036 | 212.5295 | [5 empty] | 1041 | 213.248
1037 | 212.736 |  |  |  | 1037 | 212.6573 | [5 empty] | 1042 | 213.376
1038 | 212.864 |  |  |  | 1038 | 212.7852 | [5 empty] | 1043 | 213.504
1039 | 212.992 |  |  |  | 1039 | 212.9131 | [5 empty] | 1044 | 213.632
1040 | 213.12 |  |  |  | 1040 | 213.041 | [5 empty] | 1045 | 213.76
1041 | 213.248 |  |  |  | 1041 | 213.1688 | [5 empty] | 1046 | 213.888
1042 | 213.376 |  |  |  | 1042 | 213.2967 | [5 empty] | 1047 | 214.016
1043 | 213.504 |  |  |  | 1043 | 213.4246 | [5 empty] | 1048 | 214.144
1044 | 213.632 |  |  |  | 1044 | 213.5524 | [5 empty] | 1049 | 214.272
1045 | 213.76 |  |  |  | 1045 | 213.6803 | [5 empty] | 1050 | 214.4
1046 | 213.888 |  |  |  | 1046 | 213.8082 | [5 empty] | 1051 | 214.528
1047 | 214.016 |  |  |  | 1047 | 213.9361 | [5 empty] | 1052 | 214.656
1048 | 214.144 |  |  |  | 1048 | 214.0639 | [5 empty] | 1053 | 214.784
1049 | 214.272 |  |  |  | 1049 | 214.1918 | [5 empty] | 1054 | 214.912
1050 | 214.4 |  |  |  | 1050 | 214.3197 | [5 empty] | 1055 | 215.04
1051 | 214.528 |  |  |  | 1051 | 214.4476 | [5 empty] | 1056 | 215.168
1052 | 214.656 |  |  |  | 1052 | 214.5754 | [5 empty] | 1057 | 215.296
1053 | 214.784 |  |  |  | 1053 | 214.7033 | [5 empty] | 1058 | 215.424
1054 | 214.912 |  |  |  | 1054 | 214.8312 | [5 empty] | 1059 | 215.552
1055 | 215.04 |  |  |  | 1055 | 214.959 | [5 empty] | 1060 | 215.68
1056 | 215.168 |  |  |  | 1056 | 215.0869 | [5 empty] | 1061 | 215.808
1057 | 215.296 |  |  |  | 1057 | 215.2148 | [5 empty] | 1062 | 215.936
1058 | 215.424 |  |  |  | 1058 | 215.3427 | [5 empty] | 1063 | 216.064
1059 | 215.552 |  |  |  | 1059 | 215.4705 | [5 empty] | 1064 | 216.192
1060 | 215.68 |  |  |  | 1060 | 215.5984 | [5 empty] | 1065 | 216.32
1061 | 215.808 |  |  |  | 1061 | 215.7263 | [5 empty] | 1066 | 216.448
1062 | 215.936 |  |  |  | 1062 | 215.8542 | [5 empty] | 1067 | 216.576
1063 | 216.064 |  |  |  | 1063 | 215.982 | [5 empty] | 1068 | 216.704
1064 | 216.192 |  |  |  | 1064 | 216.1099 | [5 empty] | 1069 | 216.832
1065 | 216.32 |  |  |  | 1065 | 216.2378 | [5 empty] | 1070 | 216.96
1066 | 216.448 |  |  |  | 1066 | 216.3657 | [5 empty] | 1071 | 217.088
1067 | 216.576 |  |  |  | 1067 | 216.4935 | [5 empty] | 1072 | 217.216
1068 | 216.704 |  |  |  | 1068 | 216.6214 | [5 empty] | 1073 | 217.344
1069 | 216.832 |  |  |  | 1069 | 216.7493 | [5 empty] | 1074 | 217.472
1070 | 216.96 |  |  |  | 1070 | 216.8771 | [5 empty] | 1075 | 217.6
1071 | 217.088 |  |  |  | 1071 | 217.005 | [5 empty] | 1076 | 217.728
1072 | 217.216 |  |  |  | 1072 | 217.1329 | [5 empty] | 1077 | 217.856
1073 | 217.344 |  |  |  | 1073 | 217.2608 | [5 empty] | 1078 | 217.984
1074 | 217.472 |  |  |  | 1074 | 217.3886 | [5 empty] | 1079 | 218.112
1075 | 217.6 |  |  |  | 1075 | 217.5165 | [5 empty] | 1080 | 218.24
1076 | 217.728 |  |  |  | 1076 | 217.6444 | [5 empty] | 1081 | 218.368
1077 | 217.856 |  |  |  | 1077 | 217.7723 | [5 empty] | 1082 | 218.496
1078 | 217.984 |  |  |  | 1078 | 217.9001 | [5 empty] | 1083 | 218.624
1079 | 218.112 |  |  |  | 1079 | 218.028 | [5 empty] | 1084 | 218.752
1080 | 218.24 |  |  |  | 1080 | 218.1559 | [5 empty] | 1085 | 218.88
1081 | 218.368 |  |  |  | 1081 | 218.2838 | [5 empty] | 1086 | 219.008
1082 | 218.496 |  |  |  | 1082 | 218.4116 | [5 empty] | 1087 | 219.136
1083 | 218.624 |  |  |  | 1083 | 218.5395 | [5 empty] | 1088 | 219.264
1084 | 218.752 |  |  |  | 1084 | 218.6674 | [5 empty] | 1089 | 219.392
1085 | 218.88 |  |  |  | 1085 | 218.7952 | [5 empty] | 1090 | 219.52
1086 | 219.008 |  |  |  | 1086 | 218.9231 | [5 empty] | 1091 | 219.648
1087 | 219.136 |  |  |  | 1087 | 219.051 | [5 empty] | 1092 | 219.776
1088 | 219.264 |  |  |  | 1088 | 219.1789 | [5 empty] | 1093 | 219.904
1089 | 219.392 |  |  |  | 1089 | 219.3067 | [5 empty] | 1094 | 220.032
1090 | 219.52 |  |  |  | 1090 | 219.4346 | [5 empty] | 1095 | 220.16
1091 | 219.648 |  |  |  | 1091 | 219.5625 | [5 empty] | 1096 | 220.288
1092 | 219.776 |  |  |  | 1092 | 219.6904 | [5 empty] | 1097 | 220.416
1093 | 219.904 |  |  |  | 1093 | 219.8182 | [5 empty] | 1098 | 220.544
1094 | 220.032 |  |  |  | 1094 | 219.9461 | [5 empty] | 1099 | 220.672
1095 | 220.16 |  |  |  | 1095 | 220.074 | [5 empty] | 1100 | 220.8
1096 | 220.288 |  |  |  | 1096 | 220.2018 | [5 empty] | 1101 | 220.928
1097 | 220.416 |  |  |  | 1097 | 220.3297 | [5 empty] | 1102 | 221.056
1098 | 220.544 |  |  |  | 1098 | 220.4576 | [5 empty] | 1103 | 221.184
1099 | 220.672 |  |  |  | 1099 | 220.5855 | [5 empty] | 1104 | 221.312
1100 | 220.8 |  |  |  | 1100 | 220.7133 | [5 empty] | 1105 | 221.44
1101 | 220.928 |  |  |  | 1101 | 220.8412 | [5 empty] | 1106 | 221.568
1102 | 221.056 |  |  |  | 1102 | 220.9691 | [5 empty] | 1107 | 221.696
1103 | 221.184 |  |  |  | 1103 | 221.097 | [5 empty] | 1108 | 221.824
1104 | 221.312 |  |  |  | 1104 | 221.2248 | [5 empty] | 1109 | 221.952
1105 | 221.44 |  |  |  | 1105 | 221.3527 | [5 empty] | 1110 | 222.08
1106 | 221.568 |  |  |  | 1106 | 221.4806 | [5 empty] | 1111 | 222.208
1107 | 221.696 |  |  |  | 1107 | 221.6085 | [5 empty] | 1112 | 222.336
1108 | 221.824 |  |  |  | 1108 | 221.7363 | [5 empty] | 1113 | 222.464
1109 | 221.952 |  |  |  | 1109 | 221.8642 | [5 empty] | 1114 | 222.592
1110 | 222.08 |  |  |  | 1110 | 221.9921 | [5 empty] | 1115 | 222.72
1111 | 222.208 |  |  |  | 1111 | 222.1199 | [5 empty] | 1116 | 222.848
1112 | 222.336 |  |  |  | 1112 | 222.2478 | [5 empty] | 1117 | 222.976
1113 | 222.464 |  |  |  | 1113 | 222.3757 | [5 empty] | 1118 | 223.104
1114 | 222.592 |  |  |  | 1114 | 222.5036 | [5 empty] | 1119 | 223.232
1115 | 222.72 |  |  |  | 1115 | 222.6314 | [5 empty] | 1120 | 223.36
1116 | 222.848 |  |  |  | 1116 | 222.7593 | [5 empty] | 1121 | 223.488
1117 | 222.976 |  |  |  | 1117 | 222.8872 | [5 empty] | 1122 | 223.616
1118 | 223.104 |  |  |  | 1118 | 223.0151 | [5 empty] | 1123 | 223.744
1119 | 223.232 |  |  |  | 1119 | 223.1429 | [5 empty] | 1124 | 223.872
1120 | 223.36 |  |  |  | 1120 | 223.2708 | [5 empty] | 1125 | 224
1121 | 223.488 |  |  |  | 1121 | 223.3987 | [5 empty] | 1126 | 224.128
1122 | 223.616 |  |  |  | 1122 | 223.5266 | [5 empty] | 1127 | 224.256
1123 | 223.744 |  |  |  | 1123 | 223.6544 | [5 empty] | 1128 | 224.384
1124 | 223.872 |  |  |  | 1124 | 223.7823 | [5 empty] | 1129 | 224.512
1125 | 224 |  |  |  | 1125 | 223.9102 | [5 empty] | 1130 | 224.64
1126 | 224.128 |  |  |  | 1126 | 224.038 | [5 empty] | 1131 | 224.768
1127 | 224.256 |  |  |  | 1127 | 224.1659 | [5 empty] | 1132 | 224.896
1128 | 224.384 |  |  |  | 1128 | 224.2938 | [5 empty] | 1133 | 225.024
1129 | 224.512 |  |  |  | 1129 | 224.4217 | [5 empty] | 1134 | 225.152
1130 | 224.64 |  |  |  | 1130 | 224.5495 | [5 empty] | 1135 | 225.28
1131 | 224.768 |  |  |  | 1131 | 224.6774 | [5 empty] | 1136 | 225.408
1132 | 224.896 |  |  |  | 1132 | 224.8053 | [5 empty] | 1137 | 225.536
1133 | 225.024 |  |  |  | 1133 | 224.9332 | [5 empty] | 1138 | 225.664
1134 | 225.152 |  |  |  | 1134 | 225.061 | [5 empty] | 1139 | 225.792
1135 | 225.28 |  |  |  | 1135 | 225.1889 | [5 empty] | 1140 | 225.92
1136 | 225.408 |  |  |  | 1136 | 225.3168 | [5 empty] | 1141 | 226.048
1137 | 225.536 |  |  |  | 1137 | 225.4446 | [5 empty] | 1142 | 226.176
1138 | 225.664 |  |  |  | 1138 | 225.5725 | [5 empty] | 1143 | 226.304
1139 | 225.792 |  |  |  | 1139 | 225.7004 | [5 empty] | 1144 | 226.432
1140 | 225.92 |  |  |  | 1140 | 225.8283 | [5 empty] | 1145 | 226.56
1141 | 226.048 |  |  |  | 1141 | 225.9561 | [5 empty] | 1146 | 226.688
1142 | 226.176 |  |  |  | 1142 | 226.084 | [5 empty] | 1147 | 226.816
1143 | 226.304 |  |  |  | 1143 | 226.2119 | [5 empty] | 1148 | 226.944
1144 | 226.432 |  |  |  | 1144 | 226.3398 | [5 empty] | 1149 | 227.072
1145 | 226.56 |  |  |  | 1145 | 226.4676 | [5 empty] | 1150 | 227.2
1146 | 226.688 |  |  |  | 1146 | 226.5955 | [5 empty] | 1151 | 227.328
1147 | 226.816 |  |  |  | 1147 | 226.7234 | [5 empty] | 1152 | 227.456
1148 | 226.944 |  |  |  | 1148 | 226.8513 | [5 empty] | 1153 | 227.584
1149 | 227.072 |  |  |  | 1149 | 226.9791 | [5 empty] | 1154 | 227.712
1150 | 227.2 |  |  |  | 1150 | 227.107 | [5 empty] | 1155 | 227.84
1151 | 227.328 |  |  |  | 1151 | 227.2349 | [5 empty] | 1156 | 227.968
1152 | 227.456 |  |  |  | 1152 | 227.3627 | [5 empty] | 1157 | 228.096
1153 | 227.584 |  |  |  | 1153 | 227.4906 | [5 empty] | 1158 | 228.224
1154 | 227.712 |  |  |  | 1154 | 227.6185 | [5 empty] | 1159 | 228.352
1155 | 227.84 |  |  |  | 1155 | 227.7464 | [5 empty] | 1160 | 228.48
1156 | 227.968 |  |  |  | 1156 | 227.8742 | [5 empty] | 1161 | 228.608
1157 | 228.096 |  |  |  | 1157 | 228.0021 | [5 empty] | 1162 | 228.736
1158 | 228.224 |  |  |  | 1158 | 228.13 | [5 empty] | 1163 | 228.864
1159 | 228.352 |  |  |  | 1159 | 228.2579 | [5 empty] | 1164 | 228.992
1160 | 228.48 |  |  |  | 1160 | 228.3857 | [5 empty] | 1165 | 229.12
1161 | 228.608 |  |  |  | 1161 | 228.5136 | [5 empty] | 1166 | 229.248
1162 | 228.736 |  |  |  | 1162 | 228.6415 | [5 empty] | 1167 | 229.376
1163 | 228.864 |  |  |  | 1163 | 228.7694 | [5 empty] | 1168 | 229.504
1164 | 228.992 |  |  |  | 1164 | 228.8972 | [5 empty] | 1169 | 229.632
1165 | 229.12 |  |  |  | 1165 | 229.0251 | [5 empty] | 1170 | 229.76
1166 | 229.248 |  |  |  | 1166 | 229.153 | [5 empty] | 1171 | 229.888
1167 | 229.376 |  |  |  | 1167 | 229.2808 | [5 empty] | 1172 | 230.016
1168 | 229.504 |  |  |  | 1168 | 229.4087 | [5 empty] | 1173 | 230.144
1169 | 229.632 |  |  |  | 1169 | 229.5366 | [5 empty] | 1174 | 230.272
1170 | 229.76 |  |  |  | 1170 | 229.6645 | [5 empty] | 1175 | 230.4
1171 | 229.888 |  |  |  | 1171 | 229.7923 | [5 empty] | 1176 | 230.528
1172 | 230.016 |  |  |  | 1172 | 229.9202 | [5 empty] | 1177 | 230.656
1173 | 230.144 |  |  |  | 1173 | 230.0481 | [5 empty] | 1178 | 230.784
1174 | 230.272 |  |  |  | 1174 | 230.176 | [5 empty] | 1179 | 230.912
1175 | 230.4 |  |  |  | 1175 | 230.3038 | [5 empty] | 1180 | 231.04
1176 | 230.528 |  |  |  | 1176 | 230.4317 | [5 empty] | 1181 | 231.168
1177 | 230.656 |  |  |  | 1177 | 230.5596 | [5 empty] | 1182 | 231.296
1178 | 230.784 |  |  |  | 1178 | 230.6875 | [5 empty] | 1183 | 231.424
1179 | 230.912 |  |  |  | 1179 | 230.8153 | [5 empty] | 1184 | 231.552
1180 | 231.04 |  |  |  | 1180 | 230.9432 | [5 empty] | 1185 | 231.68
1181 | 231.168 |  |  |  | 1181 | 231.0711 | [5 empty] | 1186 | 231.808
1182 | 231.296 |  |  |  | 1182 | 231.1989 | [5 empty] | 1187 | 231.936
1183 | 231.424 |  |  |  | 1183 | 231.3268 | [5 empty] | 1188 | 232.064
1184 | 231.552 |  |  |  | 1184 | 231.4547 | [5 empty] | 1189 | 232.192
1185 | 231.68 |  |  |  | 1185 | 231.5826 | [5 empty] | 1190 | 232.32
1186 | 231.808 |  |  |  | 1186 | 231.7104 | [5 empty] | 1191 | 232.448
1187 | 231.936 |  |  |  | 1187 | 231.8383 | [5 empty] | 1192 | 232.576
1188 | 232.064 |  |  |  | 1188 | 231.9662 | [5 empty] | 1193 | 232.704
1189 | 232.192 |  |  |  | 1189 | 232.0941 | [5 empty] | 1194 | 232.832
1190 | 232.32 |  |  |  | 1190 | 232.2219 | [5 empty] | 1195 | 232.96
1191 | 232.448 |  |  |  | 1191 | 232.3498 | [5 empty] | 1196 | 233.088
1192 | 232.576 |  |  |  | 1192 | 232.4777 | [5 empty] | 1197 | 233.216
1193 | 232.704 |  |  |  | 1193 | 232.6055 | [5 empty] | 1198 | 233.344
1194 | 232.832 |  |  |  | 1194 | 232.7334 | [5 empty] | 1199 | 233.472
1195 | 232.96 |  |  |  | 1195 | 232.8613 | [5 empty] | 1200 | 233.6
1196 | 233.088 |  |  |  | 1196 | 232.9892 | [5 empty] | 1201 | 233.728
1197 | 233.216 |  |  |  | 1197 | 233.117 | [5 empty] | 1202 | 233.856
1198 | 233.344 |  |  |  | 1198 | 233.2449 | [5 empty] | 1203 | 233.984
1199 | 233.472 |  |  |  | 1199 | 233.3728 | [5 empty] | 1204 | 234.112
1200 | 233.6 |  |  |  | 1200 | 233.5007 | [5 empty] | 1205 | 234.24
1201 | 233.728 |  |  |  | 1201 | 233.6285 | [5 empty] | 1206 | 234.368
1202 | 233.856 |  |  |  | 1202 | 233.7564 | [5 empty] | 1207 | 234.496
1203 | 233.984 |  |  |  | 1203 | 233.8843 | [5 empty] | 1208 | 234.624
1204 | 234.112 |  |  |  | 1204 | 234.0122 | [5 empty] | 1209 | 234.752
1205 | 234.24 |  |  |  | 1205 | 234.14 | [5 empty] | 1210 | 234.88
1206 | 234.368 |  |  |  | 1206 | 234.2679 | [5 empty] | 1211 | 235.008
1207 | 234.496 |  |  |  | 1207 | 234.3958 | [5 empty] | 1212 | 235.136
1208 | 234.624 |  |  |  | 1208 | 234.5236 | [5 empty] | 1213 | 235.264
1209 | 234.752 |  |  |  | 1209 | 234.6515 | [5 empty] | 1214 | 235.392
1210 | 234.88 |  |  |  | 1210 | 234.7794 | [5 empty] | 1215 | 235.52
1211 | 235.008 |  |  |  | 1211 | 234.9073 | [5 empty] | 1216 | 235.648
1212 | 235.136 |  |  |  | 1212 | 235.0351 | [5 empty] | 1217 | 235.776
1213 | 235.264 |  |  |  | 1213 | 235.163 | [5 empty] | 1218 | 235.904
1214 | 235.392 |  |  |  | 1214 | 235.2909 | [5 empty] | 1219 | 236.032
1215 | 235.52 |  |  |  | 1215 | 235.4188 | [5 empty] | 1220 | 236.16
1216 | 235.648 |  |  |  | 1216 | 235.5466 | [5 empty] | 1221 | 236.288
1217 | 235.776 |  |  |  | 1217 | 235.6745 | [5 empty] | 1222 | 236.416
1218 | 235.904 |  |  |  | 1218 | 235.8024 | [5 empty] | 1223 | 236.544
1219 | 236.032 |  |  |  | 1219 | 235.9303 | [5 empty] | 1224 | 236.672
1220 | 236.16 |  |  |  | 1220 | 236.0581 | [5 empty] | 1225 | 236.8
1221 | 236.288 |  |  |  | 1221 | 236.186 | [5 empty] | 1226 | 236.928
1222 | 236.416 |  |  |  | 1222 | 236.3139 | [5 empty] | 1227 | 237.056
1223 | 236.544 |  |  |  | 1223 | 236.4417 | [5 empty] | 1228 | 237.184
1224 | 236.672 |  |  |  | 1224 | 236.5696 | [5 empty] | 1229 | 237.312
1225 | 236.8 |  |  |  | 1225 | 236.6975 | [5 empty] | 1230 | 237.44
1226 | 236.928 |  |  |  | 1226 | 236.8254 | [5 empty] | 1231 | 237.568
1227 | 237.056 |  |  |  | 1227 | 236.9532 | [5 empty] | 1232 | 237.696
1228 | 237.184 |  |  |  | 1228 | 237.0811 | [5 empty] | 1233 | 237.824
1229 | 237.312 |  |  |  | 1229 | 237.209 | [5 empty] | 1234 | 237.952
1230 | 237.44 |  |  |  | 1230 | 237.3369 | [5 empty] | 1235 | 238.08
1231 | 237.568 |  |  |  | 1231 | 237.4647 | [5 empty] | 1236 | 238.208
1232 | 237.696 |  |  |  | 1232 | 237.5926 | [5 empty] | 1237 | 238.336
1233 | 237.824 |  |  |  | 1233 | 237.7205 | [5 empty] | 1238 | 238.464
1234 | 237.952 |  |  |  | 1234 | 237.8483 | [5 empty] | 1239 | 238.592
1235 | 238.08 |  |  |  | 1235 | 237.9762 | [5 empty] | 1240 | 238.72
1236 | 238.208 |  |  |  | 1236 | 238.1041 | [5 empty] | 1241 | 238.848
1237 | 238.336 |  |  |  | 1237 | 238.232 | [5 empty] | 1242 | 238.976
1238 | 238.464 |  |  |  | 1238 | 238.3598 | [5 empty] | 1243 | 239.104
1239 | 238.592 |  |  |  | 1239 | 238.4877 | [5 empty] | 1244 | 239.232
1240 | 238.72 |  |  |  | 1240 | 238.6156 | [5 empty] | 1245 | 239.36
1241 | 238.848 |  |  |  | 1241 | 238.7435 | [5 empty] | 1246 | 239.488
1242 | 238.976 |  |  |  | 1242 | 238.8713 | [5 empty] | 1247 | 239.616
1243 | 239.104 |  |  |  | 1243 | 238.9992 | [5 empty] | 1248 | 239.744
1244 | 239.232 |  |  |  | 1244 | 239.1271 | [5 empty] | 1249 | 239.872
1245 | 239.36 |  |  |  | 1245 | 239.255 | [5 empty] | 1250 | 240
1246 | 239.488 |  |  |  | 1246 | 239.3828 | [5 empty] | 1251 | 240.108
1247 | 239.616 |  |  |  | 1247 | 239.5107 | [5 empty] | 1252 | 240.216
1248 | 239.744 |  |  |  | 1248 | 239.6386 | [5 empty] | 1253 | 240.324
1249 | 239.872 |  |  |  | 1249 | 239.7664 | [5 empty] | 1254 | 240.432
1250 | 240 |  |  |  | 1250 | 239.8943 | [5 empty] | 1255 | 240.54
1251 | 240.108 |  |  |  | 1251 | 240.0032 | [5 empty] | 1256 | 240.648
1252 | 240.216 |  |  |  | 1252 | 240.112 | [5 empty] | 1257 | 240.756
1253 | 240.324 |  |  |  | 1253 | 240.2209 | [5 empty] | 1258 | 240.864
1254 | 240.432 |  |  |  | 1254 | 240.3297 | [5 empty] | 1259 | 240.972
1255 | 240.54 |  |  |  | 1255 | 240.4386 | [5 empty] | 1260 | 241.08
1256 | 240.648 |  |  |  | 1256 | 240.5474 | [5 empty] | 1261 | 241.188
1257 | 240.756 |  |  |  | 1257 | 240.6563 | [5 empty] | 1262 | 241.296
1258 | 240.864 |  |  |  | 1258 | 240.7651 | [5 empty] | 1263 | 241.404
1259 | 240.972 |  |  |  | 1259 | 240.874 | [5 empty] | 1264 | 241.512
1260 | 241.08 |  |  |  | 1260 | 240.9828 | [5 empty] | 1265 | 241.62
1261 | 241.188 |  |  |  | 1261 | 241.0917 | [5 empty] | 1266 | 241.728
1262 | 241.296 |  |  |  | 1262 | 241.2005 | [5 empty] | 1267 | 241.836
1263 | 241.404 |  |  |  | 1263 | 241.3094 | [5 empty] | 1268 | 241.944
1264 | 241.512 |  |  |  | 1264 | 241.4182 | [5 empty] | 1269 | 242.052
1265 | 241.62 |  |  |  | 1265 | 241.5271 | [5 empty] | 1270 | 242.16
1266 | 241.728 |  |  |  | 1266 | 241.6359 | [5 empty] | 1271 | 242.268
1267 | 241.836 |  |  |  | 1267 | 241.7448 | [5 empty] | 1272 | 242.376
1268 | 241.944 |  |  |  | 1268 | 241.8536 | [5 empty] | 1273 | 242.484
1269 | 242.052 |  |  |  | 1269 | 241.9625 | [5 empty] | 1274 | 242.592
1270 | 242.16 |  |  |  | 1270 | 242.0713 | [5 empty] | 1275 | 242.7
1271 | 242.268 |  |  |  | 1271 | 242.1802 | [5 empty] | 1276 | 242.808
1272 | 242.376 |  |  |  | 1272 | 242.289 | [5 empty] | 1277 | 242.916
1273 | 242.484 |  |  |  | 1273 | 242.3979 | [5 empty] | 1278 | 243.024
1274 | 242.592 |  |  |  | 1274 | 242.5067 | [5 empty] | 1279 | 243.132
1275 | 242.7 |  |  |  | 1275 | 242.6156 | [5 empty] | 1280 | 243.24
1276 | 242.808 |  |  |  | 1276 | 242.7244 | [5 empty] | 1281 | 243.348
1277 | 242.916 |  |  |  | 1277 | 242.8333 | [5 empty] | 1282 | 243.456
1278 | 243.024 |  |  |  | 1278 | 242.9421 | [5 empty] | 1283 | 243.564
1279 | 243.132 |  |  |  | 1279 | 243.051 | [5 empty] | 1284 | 243.672
1280 | 243.24 |  |  |  | 1280 | 243.1598 | [5 empty] | 1285 | 243.78
1281 | 243.348 |  |  |  | 1281 | 243.2687 | [5 empty] | 1286 | 243.888
1282 | 243.456 |  |  |  | 1282 | 243.3775 | [5 empty] | 1287 | 243.996
1283 | 243.564 |  |  |  | 1283 | 243.4864 | [5 empty] | 1288 | 244.104
1284 | 243.672 |  |  |  | 1284 | 243.5952 | [5 empty] | 1289 | 244.212
1285 | 243.78 |  |  |  | 1285 | 243.7041 | [5 empty] | 1290 | 244.32
1286 | 243.888 |  |  |  | 1286 | 243.8129 | [5 empty] | 1291 | 244.428
1287 | 243.996 |  |  |  | 1287 | 243.9218 | [5 empty] | 1292 | 244.536
1288 | 244.104 |  |  |  | 1288 | 244.0306 | [5 empty] | 1293 | 244.644
1289 | 244.212 |  |  |  | 1289 | 244.1395 | [5 empty] | 1294 | 244.752
1290 | 244.32 |  |  |  | 1290 | 244.2483 | [5 empty] | 1295 | 244.86
1291 | 244.428 |  |  |  | 1291 | 244.3572 | [5 empty] | 1296 | 244.968
1292 | 244.536 |  |  |  | 1292 | 244.4661 | [5 empty] | 1297 | 245.076
1293 | 244.644 |  |  |  | 1293 | 244.5749 | [5 empty] | 1298 | 245.184
1294 | 244.752 |  |  |  | 1294 | 244.6838 | [5 empty] | 1299 | 245.292
1295 | 244.86 |  |  |  | 1295 | 244.7926 | [5 empty] | 1300 | 245.4
1296 | 244.968 |  |  |  | 1296 | 244.9015 | [5 empty] | 1301 | 245.508
1297 | 245.076 |  |  |  | 1297 | 245.0103 | [5 empty] | 1302 | 245.616
1298 | 245.184 |  |  |  | 1298 | 245.1192 | [5 empty] | 1303 | 245.724
1299 | 245.292 |  |  |  | 1299 | 245.228 | [5 empty] | 1304 | 245.832
1300 | 245.4 |  |  |  | 1300 | 245.3369 | [5 empty] | 1305 | 245.94
1301 | 245.508 |  |  |  | 1301 | 245.4457 | [5 empty] | 1306 | 246.048
1302 | 245.616 |  |  |  | 1302 | 245.5546 | [5 empty] | 1307 | 246.156
1303 | 245.724 |  |  |  | 1303 | 245.6634 | [5 empty] | 1308 | 246.264
1304 | 245.832 |  |  |  | 1304 | 245.7723 | [5 empty] | 1309 | 246.372
1305 | 245.94 |  |  |  | 1305 | 245.8811 | [5 empty] | 1310 | 246.48
1306 | 246.048 |  |  |  | 1306 | 245.99 | [5 empty] | 1311 | 246.588
1307 | 246.156 |  |  |  | 1307 | 246.0988 | [5 empty] | 1312 | 246.696
1308 | 246.264 |  |  |  | 1308 | 246.2077 | [5 empty] | 1313 | 246.804
1309 | 246.372 |  |  |  | 1309 | 246.3165 | [5 empty] | 1314 | 246.912
1310 | 246.48 |  |  |  | 1310 | 246.4254 | [5 empty] | 1315 | 247.02
1311 | 246.588 |  |  |  | 1311 | 246.5342 | [5 empty] | 1316 | 247.128
1312 | 246.696 |  |  |  | 1312 | 246.6431 | [5 empty] | 1317 | 247.236
1313 | 246.804 |  |  |  | 1313 | 246.7519 | [5 empty] | 1318 | 247.344
1314 | 246.912 |  |  |  | 1314 | 246.8608 | [5 empty] | 1319 | 247.452
1315 | 247.02 |  |  |  | 1315 | 246.9696 | [5 empty] | 1320 | 247.56
1316 | 247.128 |  |  |  | 1316 | 247.0785 | [5 empty] | 1321 | 247.668
1317 | 247.236 |  |  |  | 1317 | 247.1873 | [5 empty] | 1322 | 247.776
1318 | 247.344 |  |  |  | 1318 | 247.2962 | [5 empty] | 1323 | 247.884
1319 | 247.452 |  |  |  | 1319 | 247.405 | [5 empty] | 1324 | 247.992
1320 | 247.56 |  |  |  | 1320 | 247.5139 | [5 empty] | 1325 | 248.1
1321 | 247.668 |  |  |  | 1321 | 247.6227 | [5 empty] | 1326 | 248.208
1322 | 247.776 |  |  |  | 1322 | 247.7316 | [5 empty] | 1327 | 248.316
1323 | 247.884 |  |  |  | 1323 | 247.8404 | [5 empty] | 1328 | 248.424
1324 | 247.992 |  |  |  | 1324 | 247.9493 | [5 empty] | 1329 | 248.532
1325 | 248.1 |  |  |  | 1325 | 248.0581 | [5 empty] | 1330 | 248.64
1326 | 248.208 |  |  |  | 1326 | 248.167 | [5 empty] | 1331 | 248.748
1327 | 248.316 |  |  |  | 1327 | 248.2758 | [5 empty] | 1332 | 248.856
1328 | 248.424 |  |  |  | 1328 | 248.3847 | [5 empty] | 1333 | 248.964
1329 | 248.532 |  |  |  | 1329 | 248.4935 | [5 empty] | 1334 | 249.072
1330 | 248.64 |  |  |  | 1330 | 248.6024 | [5 empty] | 1335 | 249.18
1331 | 248.748 |  |  |  | 1331 | 248.7112 | [5 empty] | 1336 | 249.288
1332 | 248.856 |  |  |  | 1332 | 248.8201 | [5 empty] | 1337 | 249.396
1333 | 248.964 |  |  |  | 1333 | 248.9289 | [5 empty] | 1338 | 249.504
1334 | 249.072 |  |  |  | 1334 | 249.0378 | [5 empty] | 1339 | 249.612
1335 | 249.18 |  |  |  | 1335 | 249.1466 | [5 empty] | 1340 | 249.72
1336 | 249.288 |  |  |  | 1336 | 249.2555 | [5 empty] | 1341 | 249.828
1337 | 249.396 |  |  |  | 1337 | 249.3643 | [5 empty] | 1342 | 249.936
1338 | 249.504 |  |  |  | 1338 | 249.4732 | [5 empty] | 1343 | 250.044
1339 | 249.612 |  |  |  | 1339 | 249.582 | [5 empty] | 1344 | 250.152
1340 | 249.72 |  |  |  | 1340 | 249.6909 | [5 empty] | 1345 | 250.26
1341 | 249.828 |  |  |  | 1341 | 249.7997 | [5 empty] | 1346 | 250.368
1342 | 249.936 |  |  |  | 1342 | 249.9086 | [5 empty] | 1347 | 250.476
1343 | 250.044 |  |  |  | 1343 | 250.0174 | [5 empty] | 1348 | 250.584
1344 | 250.152 |  |  |  | 1344 | 250.1263 | [5 empty] | 1349 | 250.692
1345 | 250.26 |  |  |  | 1345 | 250.2351 | [5 empty] | 1350 | 250.8
1346 | 250.368 |  |  |  | 1346 | 250.344 | [5 empty] | 1351 | 250.908
1347 | 250.476 |  |  |  | 1347 | 250.4528 | [5 empty] | 1352 | 251.016
1348 | 250.584 |  |  |  | 1348 | 250.5617 | [5 empty] | 1353 | 251.124
1349 | 250.692 |  |  |  | 1349 | 250.6705 | [5 empty] | 1354 | 251.232
1350 | 250.8 |  |  |  | 1350 | 250.7794 | [5 empty] | 1355 | 251.34
1351 | 250.908 |  |  |  | 1351 | 250.8882 | [5 empty] | 1356 | 251.448
1352 | 251.016 |  |  |  | 1352 | 250.9971 | [5 empty] | 1357 | 251.556
1353 | 251.124 |  |  |  | 1353 | 251.1059 | [5 empty] | 1358 | 251.664
1354 | 251.232 |  |  |  | 1354 | 251.2148 | [5 empty] | 1359 | 251.772
1355 | 251.34 |  |  |  | 1355 | 251.3236 | [5 empty] | 1360 | 251.88
1356 | 251.448 |  |  |  | 1356 | 251.4325 | [5 empty] | 1361 | 251.988
1357 | 251.556 |  |  |  | 1357 | 251.5413 | [5 empty] | 1362 | 252.096
1358 | 251.664 |  |  |  | 1358 | 251.6502 | [5 empty] | 1363 | 252.204
1359 | 251.772 |  |  |  | 1359 | 251.759 | [5 empty] | 1364 | 252.312
1360 | 251.88 |  |  |  | 1360 | 251.8679 | [5 empty] | 1365 | 252.42
1361 | 251.988 |  |  |  | 1361 | 251.9768 | [5 empty] | 1366 | 252.528
1362 | 252.096 |  |  |  | 1362 | 252.0856 | [5 empty] | 1367 | 252.636
1363 | 252.204 |  |  |  | 1363 | 252.1945 | [5 empty] | 1368 | 252.744
1364 | 252.312 |  |  |  | 1364 | 252.3033 | [5 empty] | 1369 | 252.852
1365 | 252.42 |  |  |  | 1365 | 252.4122 | [5 empty] | 1370 | 252.96
1366 | 252.528 |  |  |  | 1366 | 252.521 | [5 empty] | 1371 | 253.068
1367 | 252.636 |  |  |  | 1367 | 252.6299 | [5 empty] | 1372 | 253.176
1368 | 252.744 |  |  |  | 1368 | 252.7387 | [5 empty] | 1373 | 253.284
1369 | 252.852 |  |  |  | 1369 | 252.8476 | [5 empty] | 1374 | 253.392
1370 | 252.96 |  |  |  | 1370 | 252.9564 | [5 empty] | 1375 | 253.5
1371 | 253.068 |  |  |  | 1371 | 253.0653 | [5 empty] | 1376 | 253.608
1372 | 253.176 |  |  |  | 1372 | 253.1741 | [5 empty] | 1377 | 253.716
1373 | 253.284 |  |  |  | 1373 | 253.283 | [5 empty] | 1378 | 253.824
1374 | 253.392 |  |  |  | 1374 | 253.3918 | [5 empty] | 1379 | 253.932
1375 | 253.5 |  |  |  | 1375 | 253.5007 | [5 empty] | 1380 | 254.04
1376 | 253.608 |  |  |  | 1376 | 253.6095 | [5 empty] | 1381 | 254.148
1377 | 253.716 |  |  |  | 1377 | 253.7184 | [5 empty] | 1382 | 254.256
1378 | 253.824 |  |  |  | 1378 | 253.8272 | [5 empty] | 1383 | 254.364
1379 | 253.932 |  |  |  | 1379 | 253.9361 | [5 empty] | 1384 | 254.472
1380 | 254.04 |  |  |  | 1380 | 254.0449 | [5 empty] | 1385 | 254.58
1381 | 254.148 |  |  |  | 1381 | 254.1538 | [5 empty] | 1386 | 254.688
1382 | 254.256 |  |  |  | 1382 | 254.2626 | [5 empty] | 1387 | 254.796
1383 | 254.364 |  |  |  | 1383 | 254.3715 | [5 empty] | 1388 | 254.904
1384 | 254.472 |  |  |  | 1384 | 254.4803 | [5 empty] | 1389 | 255.012
1385 | 254.58 |  |  |  | 1385 | 254.5892 | [5 empty] | 1390 | 255.12
1386 | 254.688 |  |  |  | 1386 | 254.698 | [5 empty] | 1391 | 255.228
1387 | 254.796 |  |  |  | 1387 | 254.8069 | [5 empty] | 1392 | 255.336
1388 | 254.904 |  |  |  | 1388 | 254.9157 | [5 empty] | 1393 | 255.444
1389 | 255.012 |  |  |  | 1389 | 255.0246 | [5 empty] | 1394 | 255.552
1390 | 255.12 |  |  |  | 1390 | 255.1334 | [5 empty] | 1395 | 255.66
1391 | 255.228 |  |  |  | 1391 | 255.2423 | [5 empty] | 1396 | 255.768
1392 | 255.336 |  |  |  | 1392 | 255.3511 | [5 empty] | 1397 | 255.876
1393 | 255.444 |  |  |  | 1393 | 255.46 | [5 empty] | 1398 | 255.984
1394 | 255.552 |  |  |  | 1394 | 255.5688 | [5 empty] | 1399 | 256.092
1395 | 255.66 |  |  |  | 1395 | 255.6777 | [5 empty] | 1400 | 256.2
1396 | 255.768 |  |  |  | 1396 | 255.7865 | [5 empty] | 1401 | 256.308
1397 | 255.876 |  |  |  | 1397 | 255.8954 | [5 empty] | 1402 | 256.416
1398 | 255.984 |  |  |  | 1398 | 256.0042 | [5 empty] | 1403 | 256.524
1399 | 256.092 |  |  |  | 1399 | 256.1131 | [5 empty] | 1404 | 256.632
1400 | 256.2 |  |  |  | 1400 | 256.2219 | [5 empty] | 1405 | 256.74
1401 | 256.308 |  |  |  | 1401 | 256.3308 | [5 empty] | 1406 | 256.848
1402 | 256.416 |  |  |  | 1402 | 256.4396 | [5 empty] | 1407 | 256.956
1403 | 256.524 |  |  |  | 1403 | 256.5485 | [5 empty] | 1408 | 257.064
1404 | 256.632 |  |  |  | 1404 | 256.6573 | [5 empty] | 1409 | 257.172
1405 | 256.74 |  |  |  | 1405 | 256.7662 | [5 empty] | 1410 | 257.28
1406 | 256.848 |  |  |  | 1406 | 256.875 | [5 empty] | 1411 | 257.388
1407 | 256.956 |  |  |  | 1407 | 256.9839 | [5 empty] | 1412 | 257.496
1408 | 257.064 |  |  |  | 1408 | 257.0927 | [5 empty] | 1413 | 257.604
1409 | 257.172 |  |  |  | 1409 | 257.2016 | [5 empty] | 1414 | 257.712
1410 | 257.28 |  |  |  | 1410 | 257.3104 | [5 empty] | 1415 | 257.82
1411 | 257.388 |  |  |  | 1411 | 257.4193 | [5 empty] | 1416 | 257.928
1412 | 257.496 |  |  |  | 1412 | 257.5281 | [5 empty] | 1417 | 258.036
1413 | 257.604 |  |  |  | 1413 | 257.637 | [5 empty] | 1418 | 258.144
1414 | 257.712 |  |  |  | 1414 | 257.7458 | [5 empty] | 1419 | 258.252
1415 | 257.82 |  |  |  | 1415 | 257.8547 | [5 empty] | 1420 | 258.36
1416 | 257.928 |  |  |  | 1416 | 257.9635 | [5 empty] | 1421 | 258.468
1417 | 258.036 |  |  |  | 1417 | 258.0724 | [5 empty] | 1422 | 258.576
1418 | 258.144 |  |  |  | 1418 | 258.1812 | [5 empty] | 1423 | 258.684
1419 | 258.252 |  |  |  | 1419 | 258.2901 | [5 empty] | 1424 | 258.792
1420 | 258.36 |  |  |  | 1420 | 258.3989 | [5 empty] | 1425 | 258.9
1421 | 258.468 |  |  |  | 1421 | 258.5078 | [5 empty] | 1426 | 259.008
1422 | 258.576 |  |  |  | 1422 | 258.6166 | [5 empty] | 1427 | 259.116
1423 | 258.684 |  |  |  | 1423 | 258.7255 | [5 empty] | 1428 | 259.224
1424 | 258.792 |  |  |  | 1424 | 258.8343 | [5 empty] | 1429 | 259.332
1425 | 258.9 |  |  |  | 1425 | 258.9432 | [5 empty] | 1430 | 259.44
1426 | 259.008 |  |  |  | 1426 | 259.052 | [5 empty] | 1431 | 259.548
1427 | 259.116 |  |  |  | 1427 | 259.1609 | [5 empty] | 1432 | 259.656
1428 | 259.224 |  |  |  | 1428 | 259.2697 | [5 empty] | 1433 | 259.764
1429 | 259.332 |  |  |  | 1429 | 259.3786 | [5 empty] | 1434 | 259.872
1430 | 259.44 |  |  |  | 1430 | 259.4875 | [5 empty] | 1435 | 259.98
1431 | 259.548 |  |  |  | 1431 | 259.5963 | [5 empty] | 1436 | 260.088
1432 | 259.656 |  |  |  | 1432 | 259.7052 | [5 empty] | 1437 | 260.196
1433 | 259.764 |  |  |  | 1433 | 259.814 | [5 empty] | 1438 | 260.304
1434 | 259.872 |  |  |  | 1434 | 259.9229 | [5 empty] | 1439 | 260.412
1435 | 259.98 |  |  |  | 1435 | 260.0317 | [5 empty] | 1440 | 260.52
1436 | 260.088 |  |  |  | 1436 | 260.1406 | [5 empty] | 1441 | 260.628
1437 | 260.196 |  |  |  | 1437 | 260.2494 | [5 empty] | 1442 | 260.736
1438 | 260.304 |  |  |  | 1438 | 260.3583 | [5 empty] | 1443 | 260.844
1439 | 260.412 |  |  |  | 1439 | 260.4671 | [5 empty] | 1444 | 260.952
1440 | 260.52 |  |  |  | 1440 | 260.576 | [5 empty] | 1445 | 261.06
1441 | 260.628 |  |  |  | 1441 | 260.6848 | [5 empty] | 1446 | 261.168
1442 | 260.736 |  |  |  | 1442 | 260.7937 | [5 empty] | 1447 | 261.276
1443 | 260.844 |  |  |  | 1443 | 260.9025 | [5 empty] | 1448 | 261.384
1444 | 260.952 |  |  |  | 1444 | 261.0114 | [5 empty] | 1449 | 261.492
1445 | 261.06 |  |  |  | 1445 | 261.1202 | [5 empty] | 1450 | 261.6
1446 | 261.168 |  |  |  | 1446 | 261.2291 | [5 empty] | 1451 | 261.708
1447 | 261.276 |  |  |  | 1447 | 261.3379 | [5 empty] | 1452 | 261.816
1448 | 261.384 |  |  |  | 1448 | 261.4468 | [5 empty] | 1453 | 261.924
1449 | 261.492 |  |  |  | 1449 | 261.5556 | [5 empty] | 1454 | 262.032
1450 | 261.6 |  |  |  | 1450 | 261.6645 | [5 empty] | 1455 | 262.14
1451 | 261.708 |  |  |  | 1451 | 261.7733 | [5 empty] | 1456 | 262.248
1452 | 261.816 |  |  |  | 1452 | 261.8822 | [5 empty] | 1457 | 262.356
1453 | 261.924 |  |  |  | 1453 | 261.991 | [5 empty] | 1458 | 262.464
1454 | 262.032 |  |  |  | 1454 | 262.0999 | [5 empty] | 1459 | 262.572
1455 | 262.14 |  |  |  | 1455 | 262.2087 | [5 empty] | 1460 | 262.68
1456 | 262.248 |  |  |  | 1456 | 262.3176 | [5 empty] | 1461 | 262.788
1457 | 262.356 |  |  |  | 1457 | 262.4264 | [5 empty] | 1462 | 262.896
1458 | 262.464 |  |  |  | 1458 | 262.5353 | [5 empty] | 1463 | 263.004
1459 | 262.572 |  |  |  | 1459 | 262.6441 | [5 empty] | 1464 | 263.112
1460 | 262.68 |  |  |  | 1460 | 262.753 | [5 empty] | 1465 | 263.22
1461 | 262.788 |  |  |  | 1461 | 262.8618 | [5 empty] | 1466 | 263.328
1462 | 262.896 |  |  |  | 1462 | 262.9707 | [5 empty] | 1467 | 263.436
1463 | 263.004 |  |  |  | 1463 | 263.0795 | [5 empty] | 1468 | 263.544
1464 | 263.112 |  |  |  | 1464 | 263.1884 | [5 empty] | 1469 | 263.652
1465 | 263.22 |  |  |  | 1465 | 263.2972 | [5 empty] | 1470 | 263.76
1466 | 263.328 |  |  |  | 1466 | 263.4061 | [5 empty] | 1471 | 263.868
1467 | 263.436 |  |  |  | 1467 | 263.5149 | [5 empty] | 1472 | 263.976
1468 | 263.544 |  |  |  | 1468 | 263.6238 | [5 empty] | 1473 | 264.084
1469 | 263.652 |  |  |  | 1469 | 263.7326 | [5 empty] | 1474 | 264.192
1470 | 263.76 |  |  |  | 1470 | 263.8415 | [5 empty] | 1475 | 264.3
1471 | 263.868 |  |  |  | 1471 | 263.9503 | [5 empty] | 1476 | 264.408
1472 | 263.976 |  |  |  | 1472 | 264.0592 | [5 empty] | 1477 | 264.516
1473 | 264.084 |  |  |  | 1473 | 264.168 | [5 empty] | 1478 | 264.624
1474 | 264.192 |  |  |  | 1474 | 264.2769 | [5 empty] | 1479 | 264.732
1475 | 264.3 |  |  |  | 1475 | 264.3857 | [5 empty] | 1480 | 264.84
1476 | 264.408 |  |  |  | 1476 | 264.4946 | [5 empty] | 1481 | 264.948
1477 | 264.516 |  |  |  | 1477 | 264.6034 | [5 empty] | 1482 | 265.056
1478 | 264.624 |  |  |  | 1478 | 264.7123 | [5 empty] | 1483 | 265.164
1479 | 264.732 |  |  |  | 1479 | 264.8211 | [5 empty] | 1484 | 265.272
1480 | 264.84 |  |  |  | 1480 | 264.93 | [5 empty] | 1485 | 265.38
1481 | 264.948 |  |  |  | 1481 | 265.0388 | [5 empty] | 1486 | 265.488
1482 | 265.056 |  |  |  | 1482 | 265.1477 | [5 empty] | 1487 | 265.596
1483 | 265.164 |  |  |  | 1483 | 265.2565 | [5 empty] | 1488 | 265.704
1484 | 265.272 |  |  |  | 1484 | 265.3654 | [5 empty] | 1489 | 265.812
1485 | 265.38 |  |  |  | 1485 | 265.4742 | [5 empty] | 1490 | 265.92
1486 | 265.488 |  |  |  | 1486 | 265.5831 | [5 empty] | 1491 | 266.028
1487 | 265.596 |  |  |  | 1487 | 265.6919 | [5 empty] | 1492 | 266.136
1488 | 265.704 |  |  |  | 1488 | 265.8008 | [5 empty] | 1493 | 266.244
1489 | 265.812 |  |  |  | 1489 | 265.9096 | [5 empty] | 1494 | 266.352
1490 | 265.92 |  |  |  | 1490 | 266.0185 | [5 empty] | 1495 | 266.46
1491 | 266.028 |  |  |  | 1491 | 266.1273 | [5 empty] | 1496 | 266.568
1492 | 266.136 |  |  |  | 1492 | 266.2362 | [5 empty] | 1497 | 266.676
1493 | 266.244 |  |  |  | 1493 | 266.345 | [5 empty] | 1498 | 266.784
1494 | 266.352 |  |  |  | 1494 | 266.4539 | [5 empty] | 1499 | 266.892
1495 | 266.46 |  |  |  | 1495 | 266.5627 | [5 empty] | 1500 | 267
1496 | 266.568 |  |  |  | 1496 | 266.6716 | [5 empty] | 1501 | 267.108
1497 | 266.676 |  |  |  | 1497 | 266.7804 | [5 empty] | 1502 | 267.216
1498 | 266.784 |  |  |  | 1498 | 266.8893 | [5 empty] | 1503 | 267.324
1499 | 266.892 |  |  |  | 1499 | 266.9982 | [5 empty] | 1504 | 267.432
1500 | 267 |  |  |  | 1500 | 267.107 | [5 empty] | 1505 | 267.54
1501 | 267.108 |  |  |  | 1501 | 267.2148 | [5 empty] | 1506 | 267.648
1502 | 267.216 |  |  |  | 1502 | 267.3226 | [5 empty] | 1507 | 267.756
1503 | 267.324 |  |  |  | 1503 | 267.4304 | [5 empty] | 1508 | 267.864
1504 | 267.432 |  |  |  | 1504 | 267.5382 | [5 empty] | 1509 | 267.972
1505 | 267.54 |  |  |  | 1505 | 267.646 | [5 empty] | 1510 | 268.08
1506 | 267.648 |  |  |  | 1506 | 267.7538 | [5 empty] | 1511 | 268.188
1507 | 267.756 |  |  |  | 1507 | 267.8616 | [5 empty] | 1512 | 268.296
1508 | 267.864 |  |  |  | 1508 | 267.9694 | [5 empty] | 1513 | 268.404
1509 | 267.972 |  |  |  | 1509 | 268.0771 | [5 empty] | 1514 | 268.512
1510 | 268.08 |  |  |  | 1510 | 268.1849 | [5 empty] | 1515 | 268.62
1511 | 268.188 |  |  |  | 1511 | 268.2927 | [5 empty] | 1516 | 268.728
1512 | 268.296 |  |  |  | 1512 | 268.4005 | [5 empty] | 1517 | 268.836
1513 | 268.404 |  |  |  | 1513 | 268.5083 | [5 empty] | 1518 | 268.944
1514 | 268.512 |  |  |  | 1514 | 268.6161 | [5 empty] | 1519 | 269.052
1515 | 268.62 |  |  |  | 1515 | 268.7239 | [5 empty] | 1520 | 269.16
1516 | 268.728 |  |  |  | 1516 | 268.8317 | [5 empty] | 1521 | 269.268
1517 | 268.836 |  |  |  | 1517 | 268.9395 | [5 empty] | 1522 | 269.376
1518 | 268.944 |  |  |  | 1518 | 269.0473 | [5 empty] | 1523 | 269.484
1519 | 269.052 |  |  |  | 1519 | 269.1551 | [5 empty] | 1524 | 269.592
1520 | 269.16 |  |  |  | 1520 | 269.2629 | [5 empty] | 1525 | 269.7
1521 | 269.268 |  |  |  | 1521 | 269.3707 | [5 empty] | 1526 | 269.808
1522 | 269.376 |  |  |  | 1522 | 269.4785 | [5 empty] | 1527 | 269.916
1523 | 269.484 |  |  |  | 1523 | 269.5863 | [5 empty] | 1528 | 270.024
1524 | 269.592 |  |  |  | 1524 | 269.6941 | [5 empty] | 1529 | 270.132
1525 | 269.7 |  |  |  | 1525 | 269.8018 | [5 empty] | 1530 | 270.24
1526 | 269.808 |  |  |  | 1526 | 269.9096 | [5 empty] | 1531 | 270.348
1527 | 269.916 |  |  |  | 1527 | 270.0174 | [5 empty] | 1532 | 270.456
1528 | 270.024 |  |  |  | 1528 | 270.1252 | [5 empty] | 1533 | 270.564
1529 | 270.132 |  |  |  | 1529 | 270.233 | [5 empty] | 1534 | 270.672
1530 | 270.24 |  |  |  | 1530 | 270.3408 | [5 empty] | 1535 | 270.78
1531 | 270.348 |  |  |  | 1531 | 270.4486 | [5 empty] | 1536 | 270.888
1532 | 270.456 |  |  |  | 1532 | 270.5564 | [5 empty] | 1537 | 270.996
1533 | 270.564 |  |  |  | 1533 | 270.6642 | [5 empty] | 1538 | 271.104
1534 | 270.672 |  |  |  | 1534 | 270.772 | [5 empty] | 1539 | 271.212
1535 | 270.78 |  |  |  | 1535 | 270.8798 | [5 empty] | 1540 | 271.32
1536 | 270.888 |  |  |  | 1536 | 270.9876 | [5 empty] | 1541 | 271.428
1537 | 270.996 |  |  |  | 1537 | 271.0954 | [5 empty] | 1542 | 271.536
1538 | 271.104 |  |  |  | 1538 | 271.2032 | [5 empty] | 1543 | 271.644
1539 | 271.212 |  |  |  | 1539 | 271.311 | [5 empty] | 1544 | 271.752
1540 | 271.32 |  |  |  | 1540 | 271.4188 | [5 empty] | 1545 | 271.86
1541 | 271.428 |  |  |  | 1541 | 271.5266 | [5 empty] | 1546 | 271.968
1542 | 271.536 |  |  |  | 1542 | 271.6343 | [5 empty] | 1547 | 272.076
1543 | 271.644 |  |  |  | 1543 | 271.7421 | [5 empty] | 1548 | 272.184
1544 | 271.752 |  |  |  | 1544 | 271.8499 | [5 empty] | 1549 | 272.292
1545 | 271.86 |  |  |  | 1545 | 271.9577 | [5 empty] | 1550 | 272.4
1546 | 271.968 |  |  |  | 1546 | 272.0655 | [5 empty] | 1551 | 272.508
1547 | 272.076 |  |  |  | 1547 | 272.1733 | [5 empty] | 1552 | 272.616
1548 | 272.184 |  |  |  | 1548 | 272.2811 | [5 empty] | 1553 | 272.724
1549 | 272.292 |  |  |  | 1549 | 272.3889 | [5 empty] | 1554 | 272.832
1550 | 272.4 |  |  |  | 1550 | 272.4967 | [5 empty] | 1555 | 272.94
1551 | 272.508 |  |  |  | 1551 | 272.6045 | [5 empty] | 1556 | 273.048
1552 | 272.616 |  |  |  | 1552 | 272.7123 | [5 empty] | 1557 | 273.156
1553 | 272.724 |  |  |  | 1553 | 272.8201 | [5 empty] | 1558 | 273.264
1554 | 272.832 |  |  |  | 1554 | 272.9279 | [5 empty] | 1559 | 273.372
1555 | 272.94 |  |  |  | 1555 | 273.0357 | [5 empty] | 1560 | 273.48
1556 | 273.048 |  |  |  | 1556 | 273.1435 | [5 empty] | 1561 | 273.588
1557 | 273.156 |  |  |  | 1557 | 273.2513 | [5 empty] | 1562 | 273.696
1558 | 273.264 |  |  |  | 1558 | 273.359 | [5 empty] | 1563 | 273.804
1559 | 273.372 |  |  |  | 1559 | 273.4668 | [5 empty] | 1564 | 273.912
1560 | 273.48 |  |  |  | 1560 | 273.5746 | [5 empty] | 1565 | 274.02
1561 | 273.588 |  |  |  | 1561 | 273.6824 | [5 empty] | 1566 | 274.128
1562 | 273.696 |  |  |  | 1562 | 273.7902 | [5 empty] | 1567 | 274.236
1563 | 273.804 |  |  |  | 1563 | 273.898 | [5 empty] | 1568 | 274.344
1564 | 273.912 |  |  |  | 1564 | 274.0058 | [5 empty] | 1569 | 274.452
1565 | 274.02 |  |  |  | 1565 | 274.1136 | [5 empty] | 1570 | 274.56
1566 | 274.128 |  |  |  | 1566 | 274.2214 | [5 empty] | 1571 | 274.668
1567 | 274.236 |  |  |  | 1567 | 274.3292 | [5 empty] | 1572 | 274.776
1568 | 274.344 |  |  |  | 1568 | 274.437 | [5 empty] | 1573 | 274.884
1569 | 274.452 |  |  |  | 1569 | 274.5448 | [5 empty] | 1574 | 274.992
1570 | 274.56 |  |  |  | 1570 | 274.6526 | [5 empty] | 1575 | 275.1
1571 | 274.668 |  |  |  | 1571 | 274.7604 | [5 empty] | 1576 | 275.208
1572 | 274.776 |  |  |  | 1572 | 274.8682 | [5 empty] | 1577 | 275.316
1573 | 274.884 |  |  |  | 1573 | 274.976 | [5 empty] | 1578 | 275.424
1574 | 274.992 |  |  |  | 1574 | 275.0838 | [5 empty] | 1579 | 275.532
1575 | 275.1 |  |  |  | 1575 | 275.1915 | [5 empty] | 1580 | 275.64
1576 | 275.208 |  |  |  | 1576 | 275.2993 | [5 empty] | 1581 | 275.748
1577 | 275.316 |  |  |  | 1577 | 275.4071 | [5 empty] | 1582 | 275.856
1578 | 275.424 |  |  |  | 1578 | 275.5149 | [5 empty] | 1583 | 275.964
1579 | 275.532 |  |  |  | 1579 | 275.6227 | [5 empty] | 1584 | 276.072
1580 | 275.64 |  |  |  | 1580 | 275.7305 | [5 empty] | 1585 | 276.18
1581 | 275.748 |  |  |  | 1581 | 275.8383 | [5 empty] | 1586 | 276.288
1582 | 275.856 |  |  |  | 1582 | 275.9461 | [5 empty] | 1587 | 276.396
1583 | 275.964 |  |  |  | 1583 | 276.0539 | [5 empty] | 1588 | 276.504
1584 | 276.072 |  |  |  | 1584 | 276.1617 | [5 empty] | 1589 | 276.612
1585 | 276.18 |  |  |  | 1585 | 276.2695 | [5 empty] | 1590 | 276.72
1586 | 276.288 |  |  |  | 1586 | 276.3773 | [5 empty] | 1591 | 276.828
1587 | 276.396 |  |  |  | 1587 | 276.4851 | [5 empty] | 1592 | 276.936
1588 | 276.504 |  |  |  | 1588 | 276.5929 | [5 empty] | 1593 | 277.044
1589 | 276.612 |  |  |  | 1589 | 276.7007 | [5 empty] | 1594 | 277.152
1590 | 276.72 |  |  |  | 1590 | 276.8085 | [5 empty] | 1595 | 277.26
1591 | 276.828 |  |  |  | 1591 | 276.9162 | [5 empty] | 1596 | 277.368
1592 | 276.936 |  |  |  | 1592 | 277.024 | [5 empty] | 1597 | 277.476
1593 | 277.044 |  |  |  | 1593 | 277.1318 | [5 empty] | 1598 | 277.584
1594 | 277.152 |  |  |  | 1594 | 277.2396 | [5 empty] | 1599 | 277.692
1595 | 277.26 |  |  |  | 1595 | 277.3474 | [5 empty] | 1600 | 277.8
1596 | 277.368 |  |  |  | 1596 | 277.4552 | [5 empty] | 1601 | 277.908
1597 | 277.476 |  |  |  | 1597 | 277.563 | [5 empty] | 1602 | 278.016
1598 | 277.584 |  |  |  | 1598 | 277.6708 | [5 empty] | 1603 | 278.124
1599 | 277.692 |  |  |  | 1599 | 277.7786 | [5 empty] | 1604 | 278.232
1600 | 277.8 |  |  |  | 1600 | 277.8864 | [5 empty] | 1605 | 278.34
1601 | 277.908 |  |  |  | 1601 | 277.9942 | [5 empty] | 1606 | 278.448
1602 | 278.016 |  |  |  | 1602 | 278.102 | [5 empty] | 1607 | 278.556
1603 | 278.124 |  |  |  | 1603 | 278.2098 | [5 empty] | 1608 | 278.664
1604 | 278.232 |  |  |  | 1604 | 278.3176 | [5 empty] | 1609 | 278.772
1605 | 278.34 |  |  |  | 1605 | 278.4254 | [5 empty] | 1610 | 278.88
1606 | 278.448 |  |  |  | 1606 | 278.5332 | [5 empty] | 1611 | 278.988
1607 | 278.556 |  |  |  | 1607 | 278.641 | [5 empty] | 1612 | 279.096
1608 | 278.664 |  |  |  | 1608 | 278.7487 | [5 empty] | 1613 | 279.204
1609 | 278.772 |  |  |  | 1609 | 278.8565 | [5 empty] | 1614 | 279.312
1610 | 278.88 |  |  |  | 1610 | 278.9643 | [5 empty] | 1615 | 279.42
1611 | 278.988 |  |  |  | 1611 | 279.0721 | [5 empty] | 1616 | 279.528
1612 | 279.096 |  |  |  | 1612 | 279.1799 | [5 empty] | 1617 | 279.636
1613 | 279.204 |  |  |  | 1613 | 279.2877 | [5 empty] | 1618 | 279.744
1614 | 279.312 |  |  |  | 1614 | 279.3955 | [5 empty] | 1619 | 279.852
1615 | 279.42 |  |  |  | 1615 | 279.5033 | [5 empty] | 1620 | 279.96
1616 | 279.528 |  |  |  | 1616 | 279.6111 | [5 empty] | 1621 | 280.068
1617 | 279.636 |  |  |  | 1617 | 279.7189 | [5 empty] | 1622 | 280.176
1618 | 279.744 |  |  |  | 1618 | 279.8267 | [5 empty] | 1623 | 280.284
1619 | 279.852 |  |  |  | 1619 | 279.9345 | [5 empty] | 1624 | 280.392
1620 | 279.96 |  |  |  | 1620 | 280.0423 | [5 empty] | 1625 | 280.5
1621 | 280.068 |  |  |  | 1621 | 280.1501 | [5 empty] | 1626 | 280.608
1622 | 280.176 |  |  |  | 1622 | 280.2579 | [5 empty] | 1627 | 280.716
1623 | 280.284 |  |  |  | 1623 | 280.3657 | [5 empty] | 1628 | 280.824
1624 | 280.392 |  |  |  | 1624 | 280.4734 | [5 empty] | 1629 | 280.932
1625 | 280.5 |  |  |  | 1625 | 280.5812 | [5 empty] | 1630 | 281.04
1626 | 280.608 |  |  |  | 1626 | 280.689 | [5 empty] | 1631 | 281.148
1627 | 280.716 |  |  |  | 1627 | 280.7968 | [5 empty] | 1632 | 281.256
1628 | 280.824 |  |  |  | 1628 | 280.9046 | [5 empty] | 1633 | 281.364
1629 | 280.932 |  |  |  | 1629 | 281.0124 | [5 empty] | 1634 | 281.472
1630 | 281.04 |  |  |  | 1630 | 281.1202 | [5 empty] | 1635 | 281.58
1631 | 281.148 |  |  |  | 1631 | 281.228 | [5 empty] | 1636 | 281.688
1632 | 281.256 |  |  |  | 1632 | 281.3358 | [5 empty] | 1637 | 281.796
1633 | 281.364 |  |  |  | 1633 | 281.4436 | [5 empty] | 1638 | 281.904
1634 | 281.472 |  |  |  | 1634 | 281.5514 | [5 empty] | 1639 | 282.012
1635 | 281.58 |  |  |  | 1635 | 281.6592 | [5 empty] | 1640 | 282.12
1636 | 281.688 |  |  |  | 1636 | 281.767 | [5 empty] | 1641 | 282.228
1637 | 281.796 |  |  |  | 1637 | 281.8748 | [5 empty] | 1642 | 282.336
1638 | 281.904 |  |  |  | 1638 | 281.9826 | [5 empty] | 1643 | 282.444
1639 | 282.012 |  |  |  | 1639 | 282.0904 | [5 empty] | 1644 | 282.552
1640 | 282.12 |  |  |  | 1640 | 282.1982 | [5 empty] | 1645 | 282.66
1641 | 282.228 |  |  |  | 1641 | 282.3059 | [5 empty] | 1646 | 282.768
1642 | 282.336 |  |  |  | 1642 | 282.4137 | [5 empty] | 1647 | 282.876
1643 | 282.444 |  |  |  | 1643 | 282.5215 | [5 empty] | 1648 | 282.984
1644 | 282.552 |  |  |  | 1644 | 282.6293 | [5 empty] | 1649 | 283.092
1645 | 282.66 |  |  |  | 1645 | 282.7371 | [5 empty] | 1650 | 283.2
1646 | 282.768 |  |  |  | 1646 | 282.8449 | [5 empty] | 1651 | 283.308
1647 | 282.876 |  |  |  | 1647 | 282.9527 | [5 empty] | 1652 | 283.416
1648 | 282.984 |  |  |  | 1648 | 283.0605 | [5 empty] | 1653 | 283.524
1649 | 283.092 |  |  |  | 1649 | 283.1683 | [5 empty] | 1654 | 283.632
1650 | 283.2 |  |  |  | 1650 | 283.2761 | [5 empty] | 1655 | 283.74
1651 | 283.308 |  |  |  | 1651 | 283.3839 | [5 empty] | 1656 | 283.848
1652 | 283.416 |  |  |  | 1652 | 283.4917 | [5 empty] | 1657 | 283.956
1653 | 283.524 |  |  |  | 1653 | 283.5995 | [5 empty] | 1658 | 284.064
1654 | 283.632 |  |  |  | 1654 | 283.7073 | [5 empty] | 1659 | 284.172
1655 | 283.74 |  |  |  | 1655 | 283.8151 | [5 empty] | 1660 | 284.28
1656 | 283.848 |  |  |  | 1656 | 283.9229 | [5 empty] | 1661 | 284.388
1657 | 283.956 |  |  |  | 1657 | 284.0306 | [5 empty] | 1662 | 284.496
1658 | 284.064 |  |  |  | 1658 | 284.1384 | [5 empty] | 1663 | 284.604
1659 | 284.172 |  |  |  | 1659 | 284.2462 | [5 empty] | 1664 | 284.712
1660 | 284.28 |  |  |  | 1660 | 284.354 | [5 empty] | 1665 | 284.82
1661 | 284.388 |  |  |  | 1661 | 284.4618 | [5 empty] | 1666 | 284.928
1662 | 284.496 |  |  |  | 1662 | 284.5696 | [5 empty] | 1667 | 285.036
1663 | 284.604 |  |  |  | 1663 | 284.6774 | [5 empty] | 1668 | 285.144
1664 | 284.712 |  |  |  | 1664 | 284.7852 | [5 empty] | 1669 | 285.252
1665 | 284.82 |  |  |  | 1665 | 284.893 | [5 empty] | 1670 | 285.36
1666 | 284.928 |  |  |  | 1666 | 285.0008 | [5 empty] | 1671 | 285.468
1667 | 285.036 |  |  |  | 1667 | 285.1086 | [5 empty] | 1672 | 285.576
1668 | 285.144 |  |  |  | 1668 | 285.2164 | [5 empty] | 1673 | 285.684
1669 | 285.252 |  |  |  | 1669 | 285.3242 | [5 empty] | 1674 | 285.792
1670 | 285.36 |  |  |  | 1670 | 285.432 | [5 empty] | 1675 | 285.9
1671 | 285.468 |  |  |  | 1671 | 285.5398 | [5 empty] | 1676 | 286.008
1672 | 285.576 |  |  |  | 1672 | 285.6476 | [5 empty] | 1677 | 286.116
1673 | 285.684 |  |  |  | 1673 | 285.7554 | [5 empty] | 1678 | 286.224
1674 | 285.792 |  |  |  | 1674 | 285.8631 | [5 empty] | 1679 | 286.332
1675 | 285.9 |  |  |  | 1675 | 285.9709 | [5 empty] | 1680 | 286.44
1676 | 286.008 |  |  |  | 1676 | 286.0787 | [5 empty] | 1681 | 286.548
1677 | 286.116 |  |  |  | 1677 | 286.1865 | [5 empty] | 1682 | 286.656
1678 | 286.224 |  |  |  | 1678 | 286.2943 | [5 empty] | 1683 | 286.764
1679 | 286.332 |  |  |  | 1679 | 286.4021 | [5 empty] | 1684 | 286.872
1680 | 286.44 |  |  |  | 1680 | 286.5099 | [5 empty] | 1685 | 286.98
1681 | 286.548 |  |  |  | 1681 | 286.6177 | [5 empty] | 1686 | 287.088
1682 | 286.656 |  |  |  | 1682 | 286.7255 | [5 empty] | 1687 | 287.196
1683 | 286.764 |  |  |  | 1683 | 286.8333 | [5 empty] | 1688 | 287.304
1684 | 286.872 |  |  |  | 1684 | 286.9411 | [5 empty] | 1689 | 287.412
1685 | 286.98 |  |  |  | 1685 | 287.0489 | [5 empty] | 1690 | 287.52
1686 | 287.088 |  |  |  | 1686 | 287.1567 | [5 empty] | 1691 | 287.628
1687 | 287.196 |  |  |  | 1687 | 287.2645 | [5 empty] | 1692 | 287.736
1688 | 287.304 |  |  |  | 1688 | 287.3723 | [5 empty] | 1693 | 287.844
1689 | 287.412 |  |  |  | 1689 | 287.4801 | [5 empty] | 1694 | 287.952
1690 | 287.52 |  |  |  | 1690 | 287.5878 | [5 empty] | 1695 | 288.06
1691 | 287.628 |  |  |  | 1691 | 287.6956 | [5 empty] | 1696 | 288.168
1692 | 287.736 |  |  |  | 1692 | 287.8034 | [5 empty] | 1697 | 288.276
1693 | 287.844 |  |  |  | 1693 | 287.9112 | [5 empty] | 1698 | 288.384
1694 | 287.952 |  |  |  | 1694 | 288.019 | [5 empty] | 1699 | 288.492
1695 | 288.06 |  |  |  | 1695 | 288.1268 | [5 empty] | 1700 | 288.6
1696 | 288.168 |  |  |  | 1696 | 288.2346 | [5 empty] | 1701 | 288.708
1697 | 288.276 |  |  |  | 1697 | 288.3424 | [5 empty] | 1702 | 288.816
1698 | 288.384 |  |  |  | 1698 | 288.4502 | [5 empty] | 1703 | 288.924
1699 | 288.492 |  |  |  | 1699 | 288.558 | [5 empty] | 1704 | 289.032
1700 | 288.6 |  |  |  | 1700 | 288.6658 | [5 empty] | 1705 | 289.14
1701 | 288.708 |  |  |  | 1701 | 288.7736 | [5 empty] | 1706 | 289.248
1702 | 288.816 |  |  |  | 1702 | 288.8814 | [5 empty] | 1707 | 289.356
1703 | 288.924 |  |  |  | 1703 | 288.9892 | [5 empty] | 1708 | 289.464
1704 | 289.032 |  |  |  | 1704 | 289.097 | [5 empty] | 1709 | 289.572
1705 | 289.14 |  |  |  | 1705 | 289.2048 | [5 empty] | 1710 | 289.68
1706 | 289.248 |  |  |  | 1706 | 289.3125 | [5 empty] | 1711 | 289.788
1707 | 289.356 |  |  |  | 1707 | 289.4203 | [5 empty] | 1712 | 289.896
1708 | 289.464 |  |  |  | 1708 | 289.5281 | [5 empty] | 1713 | 290.004
1709 | 289.572 |  |  |  | 1709 | 289.6359 | [5 empty] | 1714 | 290.112
1710 | 289.68 |  |  |  | 1710 | 289.7437 | [5 empty] | 1715 | 290.22
1711 | 289.788 |  |  |  | 1711 | 289.8515 | [5 empty] | 1716 | 290.328
1712 | 289.896 |  |  |  | 1712 | 289.9593 | [5 empty] | 1717 | 290.436
1713 | 290.004 |  |  |  | 1713 | 290.0671 | [5 empty] | 1718 | 290.544
1714 | 290.112 |  |  |  | 1714 | 290.1749 | [5 empty] | 1719 | 290.652
1715 | 290.22 |  |  |  | 1715 | 290.2827 | [5 empty] | 1720 | 290.76
1716 | 290.328 |  |  |  | 1716 | 290.3905 | [5 empty] | 1721 | 290.868
1717 | 290.436 |  |  |  | 1717 | 290.4983 | [5 empty] | 1722 | 290.976
1718 | 290.544 |  |  |  | 1718 | 290.6061 | [5 empty] | 1723 | 291.084
1719 | 290.652 |  |  |  | 1719 | 290.7139 | [5 empty] | 1724 | 291.192
1720 | 290.76 |  |  |  | 1720 | 290.8217 | [5 empty] | 1725 | 291.3
1721 | 290.868 |  |  |  | 1721 | 290.9295 | [5 empty] | 1726 | 291.408
1722 | 290.976 |  |  |  | 1722 | 291.0373 | [5 empty] | 1727 | 291.516
1723 | 291.084 |  |  |  | 1723 | 291.145 | [5 empty] | 1728 | 291.624
1724 | 291.192 |  |  |  | 1724 | 291.2528 | [5 empty] | 1729 | 291.732
1725 | 291.3 |  |  |  | 1725 | 291.3606 | [5 empty] | 1730 | 291.84
1726 | 291.408 |  |  |  | 1726 | 291.4684 | [5 empty] | 1731 | 291.948
1727 | 291.516 |  |  |  | 1727 | 291.5762 | [5 empty] | 1732 | 292.056
1728 | 291.624 |  |  |  | 1728 | 291.684 | [5 empty] | 1733 | 292.164
1729 | 291.732 |  |  |  | 1729 | 291.7918 | [5 empty] | 1734 | 292.272
1730 | 291.84 |  |  |  | 1730 | 291.8996 | [5 empty] | 1735 | 292.38
1731 | 291.948 |  |  |  | 1731 | 292.0074 | [5 empty] | 1736 | 292.488
1732 | 292.056 |  |  |  | 1732 | 292.1152 | [5 empty] | 1737 | 292.596
1733 | 292.164 |  |  |  | 1733 | 292.223 | [5 empty] | 1738 | 292.704
1734 | 292.272 |  |  |  | 1734 | 292.3308 | [5 empty] | 1739 | 292.812
1735 | 292.38 |  |  |  | 1735 | 292.4386 | [5 empty] | 1740 | 292.92
1736 | 292.488 |  |  |  | 1736 | 292.5464 | [5 empty] | 1741 | 293.028
1737 | 292.596 |  |  |  | 1737 | 292.6542 | [5 empty] | 1742 | 293.136
1738 | 292.704 |  |  |  | 1738 | 292.762 | [5 empty] | 1743 | 293.244
1739 | 292.812 |  |  |  | 1739 | 292.8697 | [5 empty] | 1744 | 293.352
1740 | 292.92 |  |  |  | 1740 | 292.9775 | [5 empty] | 1745 | 293.46
1741 | 293.028 |  |  |  | 1741 | 293.0853 | [5 empty] | 1746 | 293.568
1742 | 293.136 |  |  |  | 1742 | 293.1931 | [5 empty] | 1747 | 293.676
1743 | 293.244 |  |  |  | 1743 | 293.3009 | [5 empty] | 1748 | 293.784
1744 | 293.352 |  |  |  | 1744 | 293.4087 | [5 empty] | 1749 | 293.892
1745 | 293.46 |  |  |  | 1745 | 293.5165 | [5 empty] | 1750 | 294
1746 | 293.568 |  |  |  | 1746 | 293.6243 | [5 empty] | 1751 | 294.108
1747 | 293.676 |  |  |  | 1747 | 293.7321 | [5 empty] | 1752 | 294.216
1748 | 293.784 |  |  |  | 1748 | 293.8399 | [5 empty] | 1753 | 294.324
1749 | 293.892 |  |  |  | 1749 | 293.9477 | [5 empty] | 1754 | 294.432
1750 | 294 |  |  |  | 1750 | 294.0555 | [5 empty] | 1755 | 294.54
1751 | 294.108 |  |  |  | 1751 | 294.1633 | [5 empty] | 1756 | 294.648
1752 | 294.216 |  |  |  | 1752 | 294.2711 | [5 empty] | 1757 | 294.756
1753 | 294.324 |  |  |  | 1753 | 294.3789 | [5 empty] | 1758 | 294.864
1754 | 294.432 |  |  |  | 1754 | 294.4867 | [5 empty] | 1759 | 294.972
1755 | 294.54 |  |  |  | 1755 | 294.5945 | [5 empty] | 1760 | 295.08
1756 | 294.648 |  |  |  | 1756 | 294.7022 | [5 empty] | 1761 | 295.188
1757 | 294.756 |  |  |  | 1757 | 294.81 | [5 empty] | 1762 | 295.296
1758 | 294.864 |  |  |  | 1758 | 294.9178 | [5 empty] | 1763 | 295.404
1759 | 294.972 |  |  |  | 1759 | 295.0256 | [5 empty] | 1764 | 295.512
1760 | 295.08 |  |  |  | 1760 | 295.1334 | [5 empty] | 1765 | 295.62
1761 | 295.188 |  |  |  | 1761 | 295.2412 | [5 empty] | 1766 | 295.728
1762 | 295.296 |  |  |  | 1762 | 295.349 | [5 empty] | 1767 | 295.836
1763 | 295.404 |  |  |  | 1763 | 295.4568 | [5 empty] | 1768 | 295.944
1764 | 295.512 |  |  |  | 1764 | 295.5646 | [5 empty] | 1769 | 296.052
1765 | 295.62 |  |  |  | 1765 | 295.6724 | [5 empty] | 1770 | 296.16
1766 | 295.728 |  |  |  | 1766 | 295.7802 | [5 empty] | 1771 | 296.268
1767 | 295.836 |  |  |  | 1767 | 295.888 | [5 empty] | 1772 | 296.376
1768 | 295.944 |  |  |  | 1768 | 295.9958 | [5 empty] | 1773 | 296.484
1769 | 296.052 |  |  |  | 1769 | 296.1036 | [5 empty] | 1774 | 296.592
1770 | 296.16 |  |  |  | 1770 | 296.2114 | [5 empty] | 1775 | 296.7
1771 | 296.268 |  |  |  | 1771 | 296.3192 | [5 empty] | 1776 | 296.808
1772 | 296.376 |  |  |  | 1772 | 296.4269 | [5 empty] | 1777 | 296.916
1773 | 296.484 |  |  |  | 1773 | 296.5347 | [5 empty] | 1778 | 297.024
1774 | 296.592 |  |  |  | 1774 | 296.6425 | [5 empty] | 1779 | 297.132
1775 | 296.7 |  |  |  | 1775 | 296.7503 | [5 empty] | 1780 | 297.24
1776 | 296.808 |  |  |  | 1776 | 296.8581 | [5 empty] | 1781 | 297.348
1777 | 296.916 |  |  |  | 1777 | 296.9659 | [5 empty] | 1782 | 297.456
1778 | 297.024 |  |  |  | 1778 | 297.0737 | [5 empty] | 1783 | 297.564
1779 | 297.132 |  |  |  | 1779 | 297.1815 | [5 empty] | 1784 | 297.672
1780 | 297.24 |  |  |  | 1780 | 297.2893 | [5 empty] | 1785 | 297.78
1781 | 297.348 |  |  |  | 1781 | 297.3971 | [5 empty] | 1786 | 297.888
1782 | 297.456 |  |  |  | 1782 | 297.5049 | [5 empty] | 1787 | 297.996
1783 | 297.564 |  |  |  | 1783 | 297.6127 | [5 empty] | 1788 | 298.104
1784 | 297.672 |  |  |  | 1784 | 297.7205 | [5 empty] | 1789 | 298.212
1785 | 297.78 |  |  |  | 1785 | 297.8283 | [5 empty] | 1790 | 298.32
1786 | 297.888 |  |  |  | 1786 | 297.9361 | [5 empty] | 1791 | 298.428
1787 | 297.996 |  |  |  | 1787 | 298.0439 | [5 empty] | 1792 | 298.536
1788 | 298.104 |  |  |  | 1788 | 298.1517 | [5 empty] | 1793 | 298.644
1789 | 298.212 |  |  |  | 1789 | 298.2594 | [5 empty] | 1794 | 298.752
1790 | 298.32 |  |  |  | 1790 | 298.3672 | [5 empty] | 1795 | 298.86
1791 | 298.428 |  |  |  | 1791 | 298.475 | [5 empty] | 1796 | 298.968
1792 | 298.536 |  |  |  | 1792 | 298.5828 | [5 empty] | 1797 | 299.076
1793 | 298.644 |  |  |  | 1793 | 298.6906 | [5 empty] | 1798 | 299.184
1794 | 298.752 |  |  |  | 1794 | 298.7984 | [5 empty] | 1799 | 299.292
1795 | 298.86 |  |  |  | 1795 | 298.9062 | [5 empty] | 1800 | 299.4
1796 | 298.968 |  |  |  | 1796 | 299.014 | [5 empty] | 1801 | 299.508
1797 | 299.076 |  |  |  | 1797 | 299.1218 | [5 empty] | 1802 | 299.616
1798 | 299.184 |  |  |  | 1798 | 299.2296 | [5 empty] | 1803 | 299.724
1799 | 299.292 |  |  |  | 1799 | 299.3374 | [5 empty] | 1804 | 299.832
1800 | 299.4 |  |  |  | 1800 | 299.4452 | [5 empty] | 1805 | 299.94
1801 | 299.508 |  |  |  | 1801 | 299.553 | [5 empty] | 1806 | 300.048
1802 | 299.616 |  |  |  | 1802 | 299.6608 | [5 empty] | 1807 | 300.156
1803 | 299.724 |  |  |  | 1803 | 299.7686 | [5 empty] | 1808 | 300.264
1804 | 299.832 |  |  |  | 1804 | 299.8764 | [5 empty] | 1809 | 300.372
1805 | 299.94 |  |  |  | 1805 | 299.9841 | [5 empty] | 1810 | 300.48
1806 | 300.048 |  |  |  | 1806 | 300.0919 | [5 empty] | 1811 | 300.588
1807 | 300.156 |  |  |  | 1807 | 300.1997 | [5 empty] | 1812 | 300.696
1808 | 300.264 |  |  |  | 1808 | 300.3075 | [5 empty] | 1813 | 300.804
1809 | 300.372 |  |  |  | 1809 | 300.4153 | [5 empty] | 1814 | 300.912
1810 | 300.48 |  |  |  | 1810 | 300.5231 | [5 empty] | 1815 | 301.02
1811 | 300.588 |  |  |  | 1811 | 300.6309 | [5 empty] | 1816 | 301.128
1812 | 300.696 |  |  |  | 1812 | 300.7387 | [5 empty] | 1817 | 301.236
1813 | 300.804 |  |  |  | 1813 | 300.8465 | [5 empty] | 1818 | 301.344
1814 | 300.912 |  |  |  | 1814 | 300.9543 | [5 empty] | 1819 | 301.452
1815 | 301.02 |  |  |  | 1815 | 301.0621 | [5 empty] | 1820 | 301.56
1816 | 301.128 |  |  |  | 1816 | 301.1699 | [5 empty] | 1821 | 301.668
1817 | 301.236 |  |  |  | 1817 | 301.2777 | [5 empty] | 1822 | 301.776
1818 | 301.344 |  |  |  | 1818 | 301.3855 | [5 empty] | 1823 | 301.884
1819 | 301.452 |  |  |  | 1819 | 301.4933 | [5 empty] | 1824 | 301.992
1820 | 301.56 |  |  |  | 1820 | 301.6011 | [5 empty] | 1825 | 302.1
1821 | 301.668 |  |  |  | 1821 | 301.7089 | [5 empty] | 1826 | 302.208
1822 | 301.776 |  |  |  | 1822 | 301.8166 | [5 empty] | 1827 | 302.316
1823 | 301.884 |  |  |  | 1823 | 301.9244 | [5 empty] | 1828 | 302.424
1824 | 301.992 |  |  |  | 1824 | 302.0322 | [5 empty] | 1829 | 302.532
1825 | 302.1 |  |  |  | 1825 | 302.14 | [5 empty] | 1830 | 302.64
1826 | 302.208 |  |  |  | 1826 | 302.2478 | [5 empty] | 1831 | 302.748
1827 | 302.316 |  |  |  | 1827 | 302.3556 | [5 empty] | 1832 | 302.856
1828 | 302.424 |  |  |  | 1828 | 302.4634 | [5 empty] | 1833 | 302.964
1829 | 302.532 |  |  |  | 1829 | 302.5712 | [5 empty] | 1834 | 303.072
1830 | 302.64 |  |  |  | 1830 | 302.679 | [5 empty] | 1835 | 303.18
1831 | 302.748 |  |  |  | 1831 | 302.7868 | [5 empty] | 1836 | 303.288
1832 | 302.856 |  |  |  | 1832 | 302.8946 | [5 empty] | 1837 | 303.396
1833 | 302.964 |  |  |  | 1833 | 303.0024 | [5 empty] | 1838 | 303.504
1834 | 303.072 |  |  |  | 1834 | 303.1102 | [5 empty] | 1839 | 303.612
1835 | 303.18 |  |  |  | 1835 | 303.218 | [5 empty] | 1840 | 303.72
1836 | 303.288 |  |  |  | 1836 | 303.3258 | [5 empty] | 1841 | 303.828
1837 | 303.396 |  |  |  | 1837 | 303.4336 | [5 empty] | 1842 | 303.936
1838 | 303.504 |  |  |  | 1838 | 303.5413 | [5 empty] | 1843 | 304.044
1839 | 303.612 |  |  |  | 1839 | 303.6491 | [5 empty] | 1844 | 304.152
1840 | 303.72 |  |  |  | 1840 | 303.7569 | [5 empty] | 1845 | 304.26
1841 | 303.828 |  |  |  | 1841 | 303.8647 | [5 empty] | 1846 | 304.368
1842 | 303.936 |  |  |  | 1842 | 303.9725 | [5 empty] | 1847 | 304.476
1843 | 304.044 |  |  |  | 1843 | 304.0803 | [5 empty] | 1848 | 304.584
1844 | 304.152 |  |  |  | 1844 | 304.1881 | [5 empty] | 1849 | 304.692
1845 | 304.26 |  |  |  | 1845 | 304.2959 | [5 empty] | 1850 | 304.8
1846 | 304.368 |  |  |  | 1846 | 304.4037 | [5 empty] | 1851 | 304.908
1847 | 304.476 |  |  |  | 1847 | 304.5115 | [5 empty] | 1852 | 305.016
1848 | 304.584 |  |  |  | 1848 | 304.6193 | [5 empty] | 1853 | 305.124
1849 | 304.692 |  |  |  | 1849 | 304.7271 | [5 empty] | 1854 | 305.232
1850 | 304.8 |  |  |  | 1850 | 304.8349 | [5 empty] | 1855 | 305.34
1851 | 304.908 |  |  |  | 1851 | 304.9427 | [5 empty] | 1856 | 305.448
1852 | 305.016 |  |  |  | 1852 | 305.0505 | [5 empty] | 1857 | 305.556
1853 | 305.124 |  |  |  | 1853 | 305.1583 | [5 empty] | 1858 | 305.664
1854 | 305.232 |  |  |  | 1854 | 305.2661 | [5 empty] | 1859 | 305.772
1855 | 305.34 |  |  |  | 1855 | 305.3738 | [5 empty] | 1860 | 305.88
1856 | 305.448 |  |  |  | 1856 | 305.4816 | [5 empty] | 1861 | 305.988
1857 | 305.556 |  |  |  | 1857 | 305.5894 | [5 empty] | 1862 | 306.096
1858 | 305.664 |  |  |  | 1858 | 305.6972 | [5 empty] | 1863 | 306.204
1859 | 305.772 |  |  |  | 1859 | 305.805 | [5 empty] | 1864 | 306.312
1860 | 305.88 |  |  |  | 1860 | 305.9128 | [5 empty] | 1865 | 306.42
1861 | 305.988 |  |  |  | 1861 | 306.0206 | [5 empty] | 1866 | 306.528
1862 | 306.096 |  |  |  | 1862 | 306.1284 | [5 empty] | 1867 | 306.636
1863 | 306.204 |  |  |  | 1863 | 306.2362 | [5 empty] | 1868 | 306.744
1864 | 306.312 |  |  |  | 1864 | 306.344 | [5 empty] | 1869 | 306.852
1865 | 306.42 |  |  |  | 1865 | 306.4518 | [5 empty] | 1870 | 306.96
1866 | 306.528 |  |  |  | 1866 | 306.5596 | [5 empty] | 1871 | 307.068
1867 | 306.636 |  |  |  | 1867 | 306.6674 | [5 empty] | 1872 | 307.176
1868 | 306.744 |  |  |  | 1868 | 306.7752 | [5 empty] | 1873 | 307.284
1869 | 306.852 |  |  |  | 1869 | 306.883 | [5 empty] | 1874 | 307.392
1870 | 306.96 |  |  |  | 1870 | 306.9908 | [5 empty] | 1875 | 307.5
1871 | 307.068 |  |  |  | 1871 | 307.0985 | [5 empty] | 1876 | 307.608
1872 | 307.176 |  |  |  | 1872 | 307.2063 | [5 empty] | 1877 | 307.716
1873 | 307.284 |  |  |  | 1873 | 307.3141 | [5 empty] | 1878 | 307.824
1874 | 307.392 |  |  |  | 1874 | 307.4219 | [5 empty] | 1879 | 307.932
1875 | 307.5 |  |  |  | 1875 | 307.5297 | [5 empty] | 1880 | 308.04
1876 | 307.608 |  |  |  | 1876 | 307.6375 | [5 empty] | 1881 | 308.148
1877 | 307.716 |  |  |  | 1877 | 307.7453 | [5 empty] | 1882 | 308.256
1878 | 307.824 |  |  |  | 1878 | 307.8531 | [5 empty] | 1883 | 308.364
1879 | 307.932 |  |  |  | 1879 | 307.9609 | [5 empty] | 1884 | 308.472
1880 | 308.04 |  |  |  | 1880 | 308.0687 | [5 empty] | 1885 | 308.58
1881 | 308.148 |  |  |  | 1881 | 308.1765 | [5 empty] | 1886 | 308.688
1882 | 308.256 |  |  |  | 1882 | 308.2843 | [5 empty] | 1887 | 308.796
1883 | 308.364 |  |  |  | 1883 | 308.3921 | [5 empty] | 1888 | 308.904
1884 | 308.472 |  |  |  | 1884 | 308.4999 | [5 empty] | 1889 | 309.012
1885 | 308.58 |  |  |  | 1885 | 308.6077 | [5 empty] | 1890 | 309.12
1886 | 308.688 |  |  |  | 1886 | 308.7155 | [5 empty] | 1891 | 309.228
1887 | 308.796 |  |  |  | 1887 | 308.8232 | [5 empty] | 1892 | 309.336
1888 | 308.904 |  |  |  | 1888 | 308.931 | [5 empty] | 1893 | 309.444
1889 | 309.012 |  |  |  | 1889 | 309.0388 | [5 empty] | 1894 | 309.552
1890 | 309.12 |  |  |  | 1890 | 309.1466 | [5 empty] | 1895 | 309.66
1891 | 309.228 |  |  |  | 1891 | 309.2544 | [5 empty] | 1896 | 309.768
1892 | 309.336 |  |  |  | 1892 | 309.3622 | [5 empty] | 1897 | 309.876
1893 | 309.444 |  |  |  | 1893 | 309.47 | [5 empty] | 1898 | 309.984
1894 | 309.552 |  |  |  | 1894 | 309.5778 | [5 empty] | 1899 | 310.092
1895 | 309.66 |  |  |  | 1895 | 309.6856 | [5 empty] | 1900 | 310.2
1896 | 309.768 |  |  |  | 1896 | 309.7934 | [5 empty] | 1901 | 310.308
1897 | 309.876 |  |  |  | 1897 | 309.9012 | [5 empty] | 1902 | 310.416
1898 | 309.984 |  |  |  | 1898 | 310.009 | [5 empty] | 1903 | 310.524
1899 | 310.092 |  |  |  | 1899 | 310.1168 | [5 empty] | 1904 | 310.632
1900 | 310.2 |  |  |  | 1900 | 310.2246 | [5 empty] | 1905 | 310.74
1901 | 310.308 |  |  |  | 1901 | 310.3324 | [5 empty] | 1906 | 310.848
1902 | 310.416 |  |  |  | 1902 | 310.4402 | [5 empty] | 1907 | 310.956
1903 | 310.524 |  |  |  | 1903 | 310.548 | [5 empty] | 1908 | 311.064
1904 | 310.632 |  |  |  | 1904 | 310.6557 | [5 empty] | 1909 | 311.172
1905 | 310.74 |  |  |  | 1905 | 310.7635 | [5 empty] | 1910 | 311.28
1906 | 310.848 |  |  |  | 1906 | 310.8713 | [5 empty] | 1911 | 311.388
1907 | 310.956 |  |  |  | 1907 | 310.9791 | [5 empty] | 1912 | 311.496
1908 | 311.064 |  |  |  | 1908 | 311.0869 | [5 empty] | 1913 | 311.604
1909 | 311.172 |  |  |  | 1909 | 311.1947 | [5 empty] | 1914 | 311.712
1910 | 311.28 |  |  |  | 1910 | 311.3025 | [5 empty] | 1915 | 311.82
1911 | 311.388 |  |  |  | 1911 | 311.4103 | [5 empty] | 1916 | 311.928
1912 | 311.496 |  |  |  | 1912 | 311.5181 | [5 empty] | 1917 | 312.036
1913 | 311.604 |  |  |  | 1913 | 311.6259 | [5 empty] | 1918 | 312.144
1914 | 311.712 |  |  |  | 1914 | 311.7337 | [5 empty] | 1919 | 312.252
1915 | 311.82 |  |  |  | 1915 | 311.8415 | [5 empty] | 1920 | 312.36
1916 | 311.928 |  |  |  | 1916 | 311.9493 | [5 empty] | 1921 | 312.468
1917 | 312.036 |  |  |  | 1917 | 312.0571 | [5 empty] | 1922 | 312.576
1918 | 312.144 |  |  |  | 1918 | 312.1649 | [5 empty] | 1923 | 312.684
1919 | 312.252 |  |  |  | 1919 | 312.2727 | [5 empty] | 1924 | 312.792
1920 | 312.36 |  |  |  | 1920 | 312.3804 | [5 empty] | 1925 | 312.9
1921 | 312.468 |  |  |  | 1921 | 312.4882 | [5 empty] | 1926 | 313.008
1922 | 312.576 |  |  |  | 1922 | 312.596 | [5 empty] | 1927 | 313.116
1923 | 312.684 |  |  |  | 1923 | 312.7038 | [5 empty] | 1928 | 313.224
1924 | 312.792 |  |  |  | 1924 | 312.8116 | [5 empty] | 1929 | 313.332
1925 | 312.9 |  |  |  | 1925 | 312.9194 | [5 empty] | 1930 | 313.44
1926 | 313.008 |  |  |  | 1926 | 313.0272 | [5 empty] | 1931 | 313.548
1927 | 313.116 |  |  |  | 1927 | 313.135 | [5 empty] | 1932 | 313.656
1928 | 313.224 |  |  |  | 1928 | 313.2428 | [5 empty] | 1933 | 313.764
1929 | 313.332 |  |  |  | 1929 | 313.3506 | [5 empty] | 1934 | 313.872
1930 | 313.44 |  |  |  | 1930 | 313.4584 | [5 empty] | 1935 | 313.98
1931 | 313.548 |  |  |  | 1931 | 313.5662 | [5 empty] | 1936 | 314.088
1932 | 313.656 |  |  |  | 1932 | 313.674 | [5 empty] | 1937 | 314.196
1933 | 313.764 |  |  |  | 1933 | 313.7818 | [5 empty] | 1938 | 314.304
1934 | 313.872 |  |  |  | 1934 | 313.8896 | [5 empty] | 1939 | 314.412
1935 | 313.98 |  |  |  | 1935 | 313.9974 | [5 empty] | 1940 | 314.52
1936 | 314.088 |  |  |  | 1936 | 314.1052 | [5 empty] | 1941 | 314.628
1937 | 314.196 |  |  |  | 1937 | 314.2129 | [5 empty] | 1942 | 314.736
1938 | 314.304 |  |  |  | 1938 | 314.3207 | [5 empty] | 1943 | 314.844
1939 | 314.412 |  |  |  | 1939 | 314.4285 | [5 empty] | 1944 | 314.952
1940 | 314.52 |  |  |  | 1940 | 314.5363 | [5 empty] | 1945 | 315.06
1941 | 314.628 |  |  |  | 1941 | 314.6441 | [5 empty] | 1946 | 315.168
1942 | 314.736 |  |  |  | 1942 | 314.7519 | [5 empty] | 1947 | 315.276
1943 | 314.844 |  |  |  | 1943 | 314.8597 | [5 empty] | 1948 | 315.384
1944 | 314.952 |  |  |  | 1944 | 314.9675 | [5 empty] | 1949 | 315.492
1945 | 315.06 |  |  |  | 1945 | 315.0753 | [5 empty] | 1950 | 315.6
1946 | 315.168 |  |  |  | 1946 | 315.1831 | [5 empty] | 1951 | 315.708
1947 | 315.276 |  |  |  | 1947 | 315.2909 | [5 empty] | 1952 | 315.816
1948 | 315.384 |  |  |  | 1948 | 315.3987 | [5 empty] | 1953 | 315.924
1949 | 315.492 |  |  |  | 1949 | 315.5065 | [5 empty] | 1954 | 316.032
1950 | 315.6 |  |  |  | 1950 | 315.6143 | [5 empty] | 1955 | 316.14
1951 | 315.708 |  |  |  | 1951 | 315.7221 | [5 empty] | 1956 | 316.248
1952 | 315.816 |  |  |  | 1952 | 315.8299 | [5 empty] | 1957 | 316.356
1953 | 315.924 |  |  |  | 1953 | 315.9376 | [5 empty] | 1958 | 316.464
1954 | 316.032 |  |  |  | 1954 | 316.0454 | [5 empty] | 1959 | 316.572
1955 | 316.14 |  |  |  | 1955 | 316.1532 | [5 empty] | 1960 | 316.68
1956 | 316.248 |  |  |  | 1956 | 316.261 | [5 empty] | 1961 | 316.788
1957 | 316.356 |  |  |  | 1957 | 316.3688 | [5 empty] | 1962 | 316.896
1958 | 316.464 |  |  |  | 1958 | 316.4766 | [5 empty] | 1963 | 317.004
1959 | 316.572 |  |  |  | 1959 | 316.5844 | [5 empty] | 1964 | 317.112
1960 | 316.68 |  |  |  | 1960 | 316.6922 | [5 empty] | 1965 | 317.22
1961 | 316.788 |  |  |  | 1961 | 316.8 | [5 empty] | 1966 | 317.328
1962 | 316.896 |  |  |  | 1962 | 316.9078 | [5 empty] | 1967 | 317.436
1963 | 317.004 |  |  |  | 1963 | 317.0156 | [5 empty] | 1968 | 317.544
1964 | 317.112 |  |  |  | 1964 | 317.1234 | [5 empty] | 1969 | 317.652
1965 | 317.22 |  |  |  | 1965 | 317.2312 | [5 empty] | 1970 | 317.76
1966 | 317.328 |  |  |  | 1966 | 317.339 | [5 empty] | 1971 | 317.868
1967 | 317.436 |  |  |  | 1967 | 317.4468 | [5 empty] | 1972 | 317.976
1968 | 317.544 |  |  |  | 1968 | 317.5546 | [5 empty] | 1973 | 318.084
1969 | 317.652 |  |  |  | 1969 | 317.6624 | [5 empty] | 1974 | 318.192
1970 | 317.76 |  |  |  | 1970 | 317.7701 | [5 empty] | 1975 | 318.3
1971 | 317.868 |  |  |  | 1971 | 317.8779 | [5 empty] | 1976 | 318.408
1972 | 317.976 |  |  |  | 1972 | 317.9857 | [5 empty] | 1977 | 318.516
1973 | 318.084 |  |  |  | 1973 | 318.0935 | [5 empty] | 1978 | 318.624
1974 | 318.192 |  |  |  | 1974 | 318.2013 | [5 empty] | 1979 | 318.732
1975 | 318.3 |  |  |  | 1975 | 318.3091 | [5 empty] | 1980 | 318.84
1976 | 318.408 |  |  |  | 1976 | 318.4169 | [5 empty] | 1981 | 318.948
1977 | 318.516 |  |  |  | 1977 | 318.5247 | [5 empty] | 1982 | 319.056
1978 | 318.624 |  |  |  | 1978 | 318.6325 | [5 empty] | 1983 | 319.164
1979 | 318.732 |  |  |  | 1979 | 318.7403 | [5 empty] | 1984 | 319.272
1980 | 318.84 |  |  |  | 1980 | 318.8481 | [5 empty] | 1985 | 319.38
1981 | 318.948 |  |  |  | 1981 | 318.9559 | [5 empty] | 1986 | 319.488
1982 | 319.056 |  |  |  | 1982 | 319.0637 | [5 empty] | 1987 | 319.596
1983 | 319.164 |  |  |  | 1983 | 319.1715 | [5 empty] | 1988 | 319.704
1984 | 319.272 |  |  |  | 1984 | 319.2793 | [5 empty] | 1989 | 319.812
1985 | 319.38 |  |  |  | 1985 | 319.3871 | [5 empty] | 1990 | 319.92
1986 | 319.488 |  |  |  | 1986 | 319.4948 | [5 empty] | 1991 | 320.028
1987 | 319.596 |  |  |  | 1987 | 319.6026 | [5 empty] | 1992 | 320.136
1988 | 319.704 |  |  |  | 1988 | 319.7104 | [5 empty] | 1993 | 320.244
1989 | 319.812 |  |  |  | 1989 | 319.8182 | [5 empty] | 1994 | 320.352
1990 | 319.92 |  |  |  | 1990 | 319.926 | [5 empty] | 1995 | 320.46
1991 | 320.028 |  |  |  | 1991 | 320.0338 | [5 empty] | 1996 | 320.568
1992 | 320.136 |  |  |  | 1992 | 320.1416 | [5 empty] | 1997 | 320.676
1993 | 320.244 |  |  |  | 1993 | 320.2494 | [5 empty] | 1998 | 320.784
1994 | 320.352 |  |  |  | 1994 | 320.3572 | [5 empty] | 1999 | 320.892
1995 | 320.46 |  |  |  | 1995 | 320.465 | [5 empty] | 2000 | 321
1996 | 320.568 |  |  |  | 1996 | 320.5728 | [5 empty] | 2001 | 321.108
1997 | 320.676 |  |  |  | 1997 | 320.6806 | [5 empty] | 2002 | 321.216
1998 | 320.784 |  |  |  | 1998 | 320.7884 | [5 empty] | 2003 | 321.324
1999 | 320.892 |  |  |  | 1999 | 320.8962 | [5 empty] | 2004 | 321.432
2000 | 321 |  |  |  | 2000 | 321.004 | [5 empty] | 2005 | 321.54
2001 | 321.108 |  |  |  | 2001 | 321.1118 | [5 empty] | 2006 | 321.648
2002 | 321.216 |  |  |  | 2002 | 321.2196 | [5 empty] | 2007 | 321.756
2003 | 321.324 |  |  |  | 2003 | 321.3273 | [5 empty] | 2008 | 321.864
2004 | 321.432 |  |  |  | 2004 | 321.4351 | [5 empty] | 2009 | 321.972
2005 | 321.54 |  |  |  | 2005 | 321.5429 | [5 empty] | 2010 | 322.08
2006 | 321.648 |  |  |  | 2006 | 321.6507 | [5 empty] | 2011 | 322.188
2007 | 321.756 |  |  |  | 2007 | 321.7585 | [5 empty] | 2012 | 322.296
2008 | 321.864 |  |  |  | 2008 | 321.8663 | [5 empty] | 2013 | 322.404
2009 | 321.972 |  |  |  | 2009 | 321.9741 | [5 empty] | 2014 | 322.512
2010 | 322.08 |  |  |  | 2010 | 322.0819 | [5 empty] | 2015 | 322.62
2011 | 322.188 |  |  |  | 2011 | 322.1897 | [5 empty] | 2016 | 322.728
2012 | 322.296 |  |  |  | 2012 | 322.2975 | [5 empty] | 2017 | 322.836
2013 | 322.404 |  |  |  | 2013 | 322.4053 | [5 empty] | 2018 | 322.944
2014 | 322.512 |  |  |  | 2014 | 322.5131 | [5 empty] | 2019 | 323.052
2015 | 322.62 |  |  |  | 2015 | 322.6209 | [5 empty] | 2020 | 323.16
2016 | 322.728 |  |  |  | 2016 | 322.7287 | [5 empty] | 2021 | 323.268
2017 | 322.836 |  |  |  | 2017 | 322.8365 | [5 empty] | 2022 | 323.376
2018 | 322.944 |  |  |  | 2018 | 322.9443 | [5 empty] | 2023 | 323.484
2019 | 323.052 |  |  |  | 2019 | 323.052 | [5 empty] | 2024 | 323.592
2020 | 323.16 |  |  |  | 2020 | 323.1598 | [5 empty] | 2025 | 323.7
2021 | 323.268 |  |  |  | 2021 | 323.2676 | [5 empty] | 2026 | 323.808
2022 | 323.376 |  |  |  | 2022 | 323.3754 | [5 empty] | 2027 | 323.916
2023 | 323.484 |  |  |  | 2023 | 323.4832 | [5 empty] | 2028 | 324.024
2024 | 323.592 |  |  |  | 2024 | 323.591 | [5 empty] | 2029 | 324.132
2025 | 323.7 |  |  |  | 2025 | 323.6988 | [5 empty] | 2030 | 324.24
2026 | 323.808 |  |  |  | 2026 | 323.8066 | [5 empty] | 2031 | 324.348
2027 | 323.916 |  |  |  | 2027 | 323.9144 | [5 empty] | 2032 | 324.456
2028 | 324.024 |  |  |  | 2028 | 324.0222 | [5 empty] | 2033 | 324.564
2029 | 324.132 |  |  |  | 2029 | 324.13 | [5 empty] | 2034 | 324.672
2030 | 324.24 |  |  |  | 2030 | 324.2378 | [5 empty] | 2035 | 324.78
2031 | 324.348 |  |  |  | 2031 | 324.3456 | [5 empty] | 2036 | 324.888
2032 | 324.456 |  |  |  | 2032 | 324.4534 | [5 empty] | 2037 | 324.996
2033 | 324.564 |  |  |  | 2033 | 324.5612 | [5 empty] | 2038 | 325.104
2034 | 324.672 |  |  |  | 2034 | 324.669 | [5 empty] | 2039 | 325.212
2035 | 324.78 |  |  |  | 2035 | 324.7768 | [5 empty] | 2040 | 325.32
2036 | 324.888 |  |  |  | 2036 | 324.8845 | [5 empty] | 2041 | 325.428
2037 | 324.996 |  |  |  | 2037 | 324.9923 | [5 empty] | 2042 | 325.536
2038 | 325.104 |  |  |  | 2038 | 325.1001 | [5 empty] | 2043 | 325.644
2039 | 325.212 |  |  |  | 2039 | 325.2079 | [5 empty] | 2044 | 325.752
2040 | 325.32 |  |  |  | 2040 | 325.3157 | [5 empty] | 2045 | 325.86
2041 | 325.428 |  |  |  | 2041 | 325.4235 | [5 empty] | 2046 | 325.968
2042 | 325.536 |  |  |  | 2042 | 325.5313 | [5 empty] | 2047 | 326.076
2043 | 325.644 |  |  |  | 2043 | 325.6391 | [5 empty] | 2048 | 326.184
2044 | 325.752 |  |  |  | 2044 | 325.7469 | [5 empty] | 2049 | 326.292
2045 | 325.86 |  |  |  | 2045 | 325.8547 | [5 empty] | 2050 | 326.4
2046 | 325.968 |  |  |  | 2046 | 325.9625 | [5 empty] | 2051 | 326.508
2047 | 326.076 |  |  |  | 2047 | 326.0703 | [5 empty] | 2052 | 326.616
2048 | 326.184 |  |  |  | 2048 | 326.1781 | [5 empty] | 2053 | 326.724
2049 | 326.292 |  |  |  | 2049 | 326.2859 | [5 empty] | 2054 | 326.832
2050 | 326.4 |  |  |  | 2050 | 326.3937 | [5 empty] | 2055 | 326.94
2051 | 326.508 |  |  |  | 2051 | 326.5015 | [5 empty] | 2056 | 327.048
2052 | 326.616 |  |  |  | 2052 | 326.6092 | [5 empty] | 2057 | 327.156
2053 | 326.724 |  |  |  | 2053 | 326.717 | [5 empty] | 2058 | 327.264
2054 | 326.832 |  |  |  | 2054 | 326.8248 | [5 empty] | 2059 | 327.372
2055 | 326.94 |  |  |  | 2055 | 326.9326 | [5 empty] | 2060 | 327.48
2056 | 327.048 |  |  |  | 2056 | 327.0404 | [5 empty] | 2061 | 327.588
2057 | 327.156 |  |  |  | 2057 | 327.1482 | [5 empty] | 2062 | 327.696
2058 | 327.264 |  |  |  | 2058 | 327.256 | [5 empty] | 2063 | 327.804
2059 | 327.372 |  |  |  | 2059 | 327.3638 | [5 empty] | 2064 | 327.912
2060 | 327.48 |  |  |  | 2060 | 327.4716 | [5 empty] | 2065 | 328.02
2061 | 327.588 |  |  |  | 2061 | 327.5794 | [5 empty] | 2066 | 328.128
2062 | 327.696 |  |  |  | 2062 | 327.6872 | [5 empty] | 2067 | 328.236
2063 | 327.804 |  |  |  | 2063 | 327.795 | [5 empty] | 2068 | 328.344
2064 | 327.912 |  |  |  | 2064 | 327.9028 | [5 empty] | 2069 | 328.452
2065 | 328.02 |  |  |  | 2065 | 328.0106 | [5 empty] | 2070 | 328.56
2066 | 328.128 |  |  |  | 2066 | 328.1184 | [5 empty] | 2071 | 328.668
2067 | 328.236 |  |  |  | 2067 | 328.2262 | [5 empty] | 2072 | 328.776
2068 | 328.344 |  |  |  | 2068 | 328.3339 | [5 empty] | 2073 | 328.884
2069 | 328.452 |  |  |  | 2069 | 328.4417 | [5 empty] | 2074 | 328.992
2070 | 328.56 |  |  |  | 2070 | 328.5495 | [5 empty] | 2075 | 329.1
2071 | 328.668 |  |  |  | 2071 | 328.6573 | [5 empty] | 2076 | 329.208
2072 | 328.776 |  |  |  | 2072 | 328.7651 | [5 empty] | 2077 | 329.316
2073 | 328.884 |  |  |  | 2073 | 328.8729 | [5 empty] | 2078 | 329.424
2074 | 328.992 |  |  |  | 2074 | 328.9807 | [5 empty] | 2079 | 329.532
2075 | 329.1 |  |  |  | 2075 | 329.0885 | [5 empty] | 2080 | 329.64
2076 | 329.208 |  |  |  | 2076 | 329.1963 | [5 empty] | 2081 | 329.748
2077 | 329.316 |  |  |  | 2077 | 329.3041 | [5 empty] | 2082 | 329.856
2078 | 329.424 |  |  |  | 2078 | 329.4119 | [5 empty] | 2083 | 329.964
2079 | 329.532 |  |  |  | 2079 | 329.5197 | [5 empty] | 2084 | 330.072
2080 | 329.64 |  |  |  | 2080 | 329.6275 | [5 empty] | 2085 | 330.18
2081 | 329.748 |  |  |  | 2081 | 329.7353 | [5 empty] | 2086 | 330.288
2082 | 329.856 |  |  |  | 2082 | 329.8431 | [5 empty] | 2087 | 330.396
2083 | 329.964 |  |  |  | 2083 | 329.9509 | [5 empty] | 2088 | 330.504
2084 | 330.072 |  |  |  | 2084 | 330.0587 | [5 empty] | 2089 | 330.612
2085 | 330.18 |  |  |  | 2085 | 330.1664 | [5 empty] | 2090 | 330.72
2086 | 330.288 |  |  |  | 2086 | 330.2742 | [5 empty] | 2091 | 330.828
2087 | 330.396 |  |  |  | 2087 | 330.382 | [5 empty] | 2092 | 330.936
2088 | 330.504 |  |  |  | 2088 | 330.4898 | [5 empty] | 2093 | 331.044
2089 | 330.612 |  |  |  | 2089 | 330.5976 | [5 empty] | 2094 | 331.152
2090 | 330.72 |  |  |  | 2090 | 330.7054 | [5 empty] | 2095 | 331.26
2091 | 330.828 |  |  |  | 2091 | 330.8132 | [5 empty] | 2096 | 331.368
2092 | 330.936 |  |  |  | 2092 | 330.921 | [5 empty] | 2097 | 331.476
2093 | 331.044 |  |  |  | 2093 | 331.0288 | [5 empty] | 2098 | 331.584
2094 | 331.152 |  |  |  | 2094 | 331.1366 | [5 empty] | 2099 | 331.692
2095 | 331.26 |  |  |  | 2095 | 331.2444 | [5 empty] | 2100 | 331.8
2096 | 331.368 |  |  |  | 2096 | 331.3522 | [5 empty] | 2101 | 331.908
2097 | 331.476 |  |  |  | 2097 | 331.46 | [5 empty] | 2102 | 332.016
2098 | 331.584 |  |  |  | 2098 | 331.5678 | [5 empty] | 2103 | 332.124
2099 | 331.692 |  |  |  | 2099 | 331.6756 | [5 empty] | 2104 | 332.232
2100 | 331.8 |  |  |  | 2100 | 331.7834 | [5 empty] | 2105 | 332.34
2101 | 331.908 |  |  |  | 2101 | 331.8911 | [5 empty] | 2106 | 332.448
2102 | 332.016 |  |  |  | 2102 | 331.9989 | [5 empty] | 2107 | 332.556
2103 | 332.124 |  |  |  | 2103 | 332.1067 | [5 empty] | 2108 | 332.664
2104 | 332.232 |  |  |  | 2104 | 332.2145 | [5 empty] | 2109 | 332.772
2105 | 332.34 |  |  |  | 2105 | 332.3223 | [5 empty] | 2110 | 332.88
2106 | 332.448 |  |  |  | 2106 | 332.4301 | [5 empty] | 2111 | 332.988
2107 | 332.556 |  |  |  | 2107 | 332.5379 | [5 empty] | 2112 | 333.096
2108 | 332.664 |  |  |  | 2108 | 332.6457 | [5 empty] | 2113 | 333.204
2109 | 332.772 |  |  |  | 2109 | 332.7535 | [5 empty] | 2114 | 333.312
2110 | 332.88 |  |  |  | 2110 | 332.8613 | [5 empty] | 2115 | 333.42
2111 | 332.988 |  |  |  | 2111 | 332.9691 | [5 empty] | 2116 | 333.528
2112 | 333.096 |  |  |  | 2112 | 333.0769 | [5 empty] | 2117 | 333.636
2113 | 333.204 |  |  |  | 2113 | 333.1847 | [5 empty] | 2118 | 333.744
2114 | 333.312 |  |  |  | 2114 | 333.2925 | [5 empty] | 2119 | 333.852
2115 | 333.42 |  |  |  | 2115 | 333.4003 | [5 empty] | 2120 | 333.96
2116 | 333.528 |  |  |  | 2116 | 333.5081 | [5 empty] | 2121 | 334.068
2117 | 333.636 |  |  |  | 2117 | 333.6159 | [5 empty] | 2122 | 334.176
2118 | 333.744 |  |  |  | 2118 | 333.7236 | [5 empty] | 2123 | 334.284
2119 | 333.852 |  |  |  | 2119 | 333.8314 | [5 empty] | 2124 | 334.392
2120 | 333.96 |  |  |  | 2120 | 333.9392 | [5 empty] | 2125 | 334.5
2121 | 334.068 |  |  |  | 2121 | 334.047 | [5 empty] | 2126 | 334.608
2122 | 334.176 |  |  |  | 2122 | 334.1548 | [5 empty] | 2127 | 334.716
2123 | 334.284 |  |  |  | 2123 | 334.2626 | [5 empty] | 2128 | 334.824
2124 | 334.392 |  |  |  | 2124 | 334.3704 | [5 empty] | 2129 | 334.932
2125 | 334.5 |  |  |  | 2125 | 334.4782 | [5 empty] | 2130 | 335.04
2126 | 334.608 |  |  |  | 2126 | 334.586 | [5 empty] | 2131 | 335.148
2127 | 334.716 |  |  |  | 2127 | 334.6938 | [5 empty] | 2132 | 335.256
2128 | 334.824 |  |  |  | 2128 | 334.8016 | [5 empty] | 2133 | 335.364
2129 | 334.932 |  |  |  | 2129 | 334.9094 | [5 empty] | 2134 | 335.472
2130 | 335.04 |  |  |  | 2130 | 335.0172 | [5 empty] | 2135 | 335.58
2131 | 335.148 |  |  |  | 2131 | 335.125 | [5 empty] | 2136 | 335.688
2132 | 335.256 |  |  |  | 2132 | 335.2328 | [5 empty] | 2137 | 335.796
2133 | 335.364 |  |  |  | 2133 | 335.3406 | [5 empty] | 2138 | 335.904
2134 | 335.472 |  |  |  | 2134 | 335.4483 | [5 empty] | 2139 | 336.012
2135 | 335.58 |  |  |  | 2135 | 335.5561 | [5 empty] | 2140 | 336.12
2136 | 335.688 |  |  |  | 2136 | 335.6639 | [5 empty] | 2141 | 336.228
2137 | 335.796 |  |  |  | 2137 | 335.7717 | [5 empty] | 2142 | 336.336
2138 | 335.904 |  |  |  | 2138 | 335.8795 | [5 empty] | 2143 | 336.444
2139 | 336.012 |  |  |  | 2139 | 335.9873 | [5 empty] | 2144 | 336.552
2140 | 336.12 |  |  |  | 2140 | 336.0951 | [5 empty] | 2145 | 336.66
2141 | 336.228 |  |  |  | 2141 | 336.2029 | [5 empty] | 2146 | 336.768
2142 | 336.336 |  |  |  | 2142 | 336.3107 | [5 empty] | 2147 | 336.876
2143 | 336.444 |  |  |  | 2143 | 336.4185 | [5 empty] | 2148 | 336.984
2144 | 336.552 |  |  |  | 2144 | 336.5263 | [5 empty] | 2149 | 337.092
2145 | 336.66 |  |  |  | 2145 | 336.6341 | [5 empty] | 2150 | 337.2
2146 | 336.768 |  |  |  | 2146 | 336.7419 | [5 empty] | 2151 | 337.308
2147 | 336.876 |  |  |  | 2147 | 336.8497 | [5 empty] | 2152 | 337.416
2148 | 336.984 |  |  |  | 2148 | 336.9575 | [5 empty] | 2153 | 337.524
2149 | 337.092 |  |  |  | 2149 | 337.0653 | [5 empty] | 2154 | 337.632
2150 | 337.2 |  |  |  | 2150 | 337.1731 | [5 empty] | 2155 | 337.74
2151 | 337.308 |  |  |  | 2151 | 337.2808 | [5 empty] | 2156 | 337.848
2152 | 337.416 |  |  |  | 2152 | 337.3886 | [5 empty] | 2157 | 337.956
2153 | 337.524 |  |  |  | 2153 | 337.4964 | [5 empty] | 2158 | 338.064
2154 | 337.632 |  |  |  | 2154 | 337.6042 | [5 empty] | 2159 | 338.172
2155 | 337.74 |  |  |  | 2155 | 337.712 | [5 empty] | 2160 | 338.28
2156 | 337.848 |  |  |  | 2156 | 337.8198 | [5 empty] | 2161 | 338.388
2157 | 337.956 |  |  |  | 2157 | 337.9276 | [5 empty] | 2162 | 338.496
2158 | 338.064 |  |  |  | 2158 | 338.0354 | [5 empty] | 2163 | 338.604
2159 | 338.172 |  |  |  | 2159 | 338.1432 | [5 empty] | 2164 | 338.712
2160 | 338.28 |  |  |  | 2160 | 338.251 | [5 empty] | 2165 | 338.82
2161 | 338.388 |  |  |  | 2161 | 338.3588 | [5 empty] | 2166 | 338.928
2162 | 338.496 |  |  |  | 2162 | 338.4666 | [5 empty] | 2167 | 339.036
2163 | 338.604 |  |  |  | 2163 | 338.5744 | [5 empty] | 2168 | 339.144
2164 | 338.712 |  |  |  | 2164 | 338.6822 | [5 empty] | 2169 | 339.252
2165 | 338.82 |  |  |  | 2165 | 338.79 | [5 empty] | 2170 | 339.36
2166 | 338.928 |  |  |  | 2166 | 338.8978 | [5 empty] | 2171 | 339.468
2167 | 339.036 |  |  |  | 2167 | 339.0055 | [5 empty] | 2172 | 339.576
2168 | 339.144 |  |  |  | 2168 | 339.1133 | [5 empty] | 2173 | 339.684
2169 | 339.252 |  |  |  | 2169 | 339.2211 | [5 empty] | 2174 | 339.792
2170 | 339.36 |  |  |  | 2170 | 339.3289 | [5 empty] | 2175 | 339.9
2171 | 339.468 |  |  |  | 2171 | 339.4367 | [5 empty] | 2176 | 340.008
2172 | 339.576 |  |  |  | 2172 | 339.5445 | [5 empty] | 2177 | 340.116
2173 | 339.684 |  |  |  | 2173 | 339.6523 | [5 empty] | 2178 | 340.224
2174 | 339.792 |  |  |  | 2174 | 339.7601 | [5 empty] | 2179 | 340.332
2175 | 339.9 |  |  |  | 2175 | 339.8679 | [5 empty] | 2180 | 340.44
2176 | 340.008 |  |  |  | 2176 | 339.9757 | [5 empty] | 2181 | 340.548
2177 | 340.116 |  |  |  | 2177 | 340.0835 | [5 empty] | 2182 | 340.656
2178 | 340.224 |  |  |  | 2178 | 340.1913 | [5 empty] | 2183 | 340.764
2179 | 340.332 |  |  |  | 2179 | 340.2991 | [5 empty] | 2184 | 340.872
2180 | 340.44 |  |  |  | 2180 | 340.4069 | [5 empty] | 2185 | 340.98
2181 | 340.548 |  |  |  | 2181 | 340.5147 | [5 empty] | 2186 | 341.088
2182 | 340.656 |  |  |  | 2182 | 340.6225 | [5 empty] | 2187 | 341.196
2183 | 340.764 |  |  |  | 2183 | 340.7303 | [5 empty] | 2188 | 341.304
2184 | 340.872 |  |  |  | 2184 | 340.838 | [5 empty] | 2189 | 341.412
2185 | 340.98 |  |  |  | 2185 | 340.9458 | [5 empty] | 2190 | 341.52
2186 | 341.088 |  |  |  | 2186 | 341.0536 | [5 empty] | 2191 | 341.628
2187 | 341.196 |  |  |  | 2187 | 341.1614 | [5 empty] | 2192 | 341.736
2188 | 341.304 |  |  |  | 2188 | 341.2692 | [5 empty] | 2193 | 341.844
2189 | 341.412 |  |  |  | 2189 | 341.377 | [5 empty] | 2194 | 341.952
2190 | 341.52 |  |  |  | 2190 | 341.4848 | [5 empty] | 2195 | 342.06
2191 | 341.628 |  |  |  | 2191 | 341.5926 | [5 empty] | 2196 | 342.168
2192 | 341.736 |  |  |  | 2192 | 341.7004 | [5 empty] | 2197 | 342.276
2193 | 341.844 |  |  |  | 2193 | 341.8082 | [5 empty] | 2198 | 342.384
2194 | 341.952 |  |  |  | 2194 | 341.916 | [5 empty] | 2199 | 342.492
2195 | 342.06 |  |  |  | 2195 | 342.0238 | [5 empty] | 2200 | 342.6
2196 | 342.168 |  |  |  | 2196 | 342.1316 | [5 empty] | 2201 | 342.708
2197 | 342.276 |  |  |  | 2197 | 342.2394 | [5 empty] | 2202 | 342.816
2198 | 342.384 |  |  |  | 2198 | 342.3472 | [5 empty] | 2203 | 342.924
2199 | 342.492 |  |  |  | 2199 | 342.455 | [5 empty] | 2204 | 343.032
2200 | 342.6 |  |  |  | 2200 | 342.5627 | [5 empty] | 2205 | 343.14
2201 | 342.708 |  |  |  | 2201 | 342.6705 | [5 empty] | 2206 | 343.248
2202 | 342.816 |  |  |  | 2202 | 342.7783 | [5 empty] | 2207 | 343.356
2203 | 342.924 |  |  |  | 2203 | 342.8861 | [5 empty] | 2208 | 343.464
2204 | 343.032 |  |  |  | 2204 | 342.9939 | [5 empty] | 2209 | 343.572
2205 | 343.14 |  |  |  | 2205 | 343.1017 | [5 empty] | 2210 | 343.68
2206 | 343.248 |  |  |  | 2206 | 343.2095 | [5 empty] | 2211 | 343.788
2207 | 343.356 |  |  |  | 2207 | 343.3173 | [5 empty] | 2212 | 343.896
2208 | 343.464 |  |  |  | 2208 | 343.4251 | [5 empty] | 2213 | 344.004
2209 | 343.572 |  |  |  | 2209 | 343.5329 | [5 empty] | 2214 | 344.112
2210 | 343.68 |  |  |  | 2210 | 343.6407 | [5 empty] | 2215 | 344.22
2211 | 343.788 |  |  |  | 2211 | 343.7485 | [5 empty] | 2216 | 344.328
2212 | 343.896 |  |  |  | 2212 | 343.8563 | [5 empty] | 2217 | 344.436
2213 | 344.004 |  |  |  | 2213 | 343.9641 | [5 empty] | 2218 | 344.544
2214 | 344.112 |  |  |  | 2214 | 344.0719 | [5 empty] | 2219 | 344.652
2215 | 344.22 |  |  |  | 2215 | 344.1797 | [5 empty] | 2220 | 344.76
2216 | 344.328 |  |  |  | 2216 | 344.2875 | [5 empty] | 2221 | 344.868
2217 | 344.436 |  |  |  | 2217 | 344.3952 | [5 empty] | 2222 | 344.976
2218 | 344.544 |  |  |  | 2218 | 344.503 | [5 empty] | 2223 | 345.084
2219 | 344.652 |  |  |  | 2219 | 344.6108 | [5 empty] | 2224 | 345.192
2220 | 344.76 |  |  |  | 2220 | 344.7186 | [5 empty] | 2225 | 345.3
2221 | 344.868 |  |  |  | 2221 | 344.8264 | [5 empty] | 2226 | 345.408
2222 | 344.976 |  |  |  | 2222 | 344.9342 | [5 empty] | 2227 | 345.516
2223 | 345.084 |  |  |  | 2223 | 345.042 | [5 empty] | 2228 | 345.624
2224 | 345.192 |  |  |  | 2224 | 345.1498 | [5 empty] | 2229 | 345.732
2225 | 345.3 |  |  |  | 2225 | 345.2576 | [5 empty] | 2230 | 345.84
2226 | 345.408 |  |  |  | 2226 | 345.3654 | [5 empty] | 2231 | 345.948
2227 | 345.516 |  |  |  | 2227 | 345.4732 | [5 empty] | 2232 | 346.056
2228 | 345.624 |  |  |  | 2228 | 345.581 | [5 empty] | 2233 | 346.164
2229 | 345.732 |  |  |  | 2229 | 345.6888 | [5 empty] | 2234 | 346.272
2230 | 345.84 |  |  |  | 2230 | 345.7966 | [5 empty] | 2235 | 346.38
2231 | 345.948 |  |  |  | 2231 | 345.9044 | [5 empty] | 2236 | 346.488
2232 | 346.056 |  |  |  | 2232 | 346.0122 | [5 empty] | 2237 | 346.596
2233 | 346.164 |  |  |  | 2233 | 346.1199 | [5 empty] | 2238 | 346.704
2234 | 346.272 |  |  |  | 2234 | 346.2277 | [5 empty] | 2239 | 346.812
2235 | 346.38 |  |  |  | 2235 | 346.3355 | [5 empty] | 2240 | 346.92
2236 | 346.488 |  |  |  | 2236 | 346.4433 | [5 empty] | 2241 | 347.028
2237 | 346.596 |  |  |  | 2237 | 346.5511 | [5 empty] | 2242 | 347.136
2238 | 346.704 |  |  |  | 2238 | 346.6589 | [5 empty] | 2243 | 347.244
2239 | 346.812 |  |  |  | 2239 | 346.7667 | [5 empty] | 2244 | 347.352
2240 | 346.92 |  |  |  | 2240 | 346.8745 | [5 empty] | 2245 | 347.46
2241 | 347.028 |  |  |  | 2241 | 346.9823 | [5 empty] | 2246 | 347.568
2242 | 347.136 |  |  |  | 2242 | 347.0901 | [5 empty] | 2247 | 347.676
2243 | 347.244 |  |  |  | 2243 | 347.1979 | [5 empty] | 2248 | 347.784
2244 | 347.352 |  |  |  | 2244 | 347.3057 | [5 empty] | 2249 | 347.892
2245 | 347.46 |  |  |  | 2245 | 347.4135 | [5 empty] | 2250 | 348
2246 | 347.568 |  |  |  | 2246 | 347.5213 | [5 empty] | 2251 | 348.108
2247 | 347.676 |  |  |  | 2247 | 347.6291 | [5 empty] | 2252 | 348.216
2248 | 347.784 |  |  |  | 2248 | 347.7369 | [5 empty] | 2253 | 348.324
2249 | 347.892 |  |  |  | 2249 | 347.8446 | [5 empty] | 2254 | 348.432
2250 | 348 |  |  |  | 2250 | 347.9524 | [5 empty] | 2255 | 348.54
2251 | 348.108 |  |  |  | 2251 | 348.0602 | [5 empty] | 2256 | 348.648
2252 | 348.216 |  |  |  | 2252 | 348.168 | [5 empty] | 2257 | 348.756
2253 | 348.324 |  |  |  | 2253 | 348.2758 | [5 empty] | 2258 | 348.864
2254 | 348.432 |  |  |  | 2254 | 348.3836 | [5 empty] | 2259 | 348.972
2255 | 348.54 |  |  |  | 2255 | 348.4914 | [5 empty] | 2260 | 349.08
2256 | 348.648 |  |  |  | 2256 | 348.5992 | [5 empty] | 2261 | 349.188
2257 | 348.756 |  |  |  | 2257 | 348.707 | [5 empty] | 2262 | 349.296
2258 | 348.864 |  |  |  | 2258 | 348.8148 | [5 empty] | 2263 | 349.404
2259 | 348.972 |  |  |  | 2259 | 348.9226 | [5 empty] | 2264 | 349.512
2260 | 349.08 |  |  |  | 2260 | 349.0304 | [5 empty] | 2265 | 349.62
2261 | 349.188 |  |  |  | 2261 | 349.1382 | [5 empty] | 2266 | 349.728
2262 | 349.296 |  |  |  | 2262 | 349.246 | [5 empty] | 2267 | 349.836
2263 | 349.404 |  |  |  | 2263 | 349.3538 | [5 empty] | 2268 | 349.944
2264 | 349.512 |  |  |  | 2264 | 349.4616 | [5 empty] | 2269 | 350.052
2265 | 349.62 |  |  |  | 2265 | 349.5694 | [5 empty] | 2270 | 350.16
2266 | 349.728 |  |  |  | 2266 | 349.6771 | [5 empty] | 2271 | 350.268
2267 | 349.836 |  |  |  | 2267 | 349.7849 | [5 empty] | 2272 | 350.376
2268 | 349.944 |  |  |  | 2268 | 349.8927 | [5 empty] | 2273 | 350.484
2269 | 350.052 |  |  |  | 2269 | 350.0005 | [5 empty] | 2274 | 350.592
2270 | 350.16 |  |  |  | 2270 | 350.1083 | [5 empty] | 2275 | 350.7
2271 | 350.268 |  |  |  | 2271 | 350.2161 | [5 empty] | 2276 | 350.808
2272 | 350.376 |  |  |  | 2272 | 350.3239 | [5 empty] | 2277 | 350.916
2273 | 350.484 |  |  |  | 2273 | 350.4317 | [5 empty] | 2278 | 351.024
2274 | 350.592 |  |  |  | 2274 | 350.5395 | [5 empty] | 2279 | 351.132
2275 | 350.7 |  |  |  | 2275 | 350.6473 | [5 empty] | 2280 | 351.24
2276 | 350.808 |  |  |  | 2276 | 350.7551 | [5 empty] | 2281 | 351.348
2277 | 350.916 |  |  |  | 2277 | 350.8629 | [5 empty] | 2282 | 351.456
2278 | 351.024 |  |  |  | 2278 | 350.9707 | [5 empty] | 2283 | 351.564
2279 | 351.132 |  |  |  | 2279 | 351.0785 | [5 empty] | 2284 | 351.672
2280 | 351.24 |  |  |  | 2280 | 351.1863 | [5 empty] | 2285 | 351.78
2281 | 351.348 |  |  |  | 2281 | 351.2941 | [5 empty] | 2286 | 351.888
2282 | 351.456 |  |  |  | 2282 | 351.4018 | [5 empty] | 2287 | 351.996
2283 | 351.564 |  |  |  | 2283 | 351.5096 | [5 empty] | 2288 | 352.104
2284 | 351.672 |  |  |  | 2284 | 351.6174 | [5 empty] | 2289 | 352.212
2285 | 351.78 |  |  |  | 2285 | 351.7252 | [5 empty] | 2290 | 352.32
2286 | 351.888 |  |  |  | 2286 | 351.833 | [5 empty] | 2291 | 352.428
2287 | 351.996 |  |  |  | 2287 | 351.9408 | [5 empty] | 2292 | 352.536
2288 | 352.104 |  |  |  | 2288 | 352.0486 | [5 empty] | 2293 | 352.644
2289 | 352.212 |  |  |  | 2289 | 352.1564 | [5 empty] | 2294 | 352.752
2290 | 352.32 |  |  |  | 2290 | 352.2642 | [5 empty] | 2295 | 352.86
2291 | 352.428 |  |  |  | 2291 | 352.372 | [5 empty] | 2296 | 352.968
2292 | 352.536 |  |  |  | 2292 | 352.4798 | [5 empty] | 2297 | 353.076
2293 | 352.644 |  |  |  | 2293 | 352.5876 | [5 empty] | 2298 | 353.184
2294 | 352.752 |  |  |  | 2294 | 352.6954 | [5 empty] | 2299 | 353.292
2295 | 352.86 |  |  |  | 2295 | 352.8032 | [5 empty] | 2300 | 353.4
2296 | 352.968 |  |  |  | 2296 | 352.911 | [5 empty] | 2301 | 353.508
2297 | 353.076 |  |  |  | 2297 | 353.0188 | [5 empty] | 2302 | 353.616
2298 | 353.184 |  |  |  | 2298 | 353.1266 | [5 empty] | 2303 | 353.724
2299 | 353.292 |  |  |  | 2299 | 353.2343 | [5 empty] | 2304 | 353.832
2300 | 353.4 |  |  |  | 2300 | 353.3421 | [5 empty] | 2305 | 353.94
2301 | 353.508 |  |  |  | 2301 | 353.4499 | [5 empty] | 2306 | 354.048
2302 | 353.616 |  |  |  | 2302 | 353.5577 | [5 empty] | 2307 | 354.156
2303 | 353.724 |  |  |  | 2303 | 353.6655 | [5 empty] | 2308 | 354.264
2304 | 353.832 |  |  |  | 2304 | 353.7733 | [5 empty] | 2309 | 354.372
2305 | 353.94 |  |  |  | 2305 | 353.8811 | [5 empty] | 2310 | 354.48
2306 | 354.048 |  |  |  | 2306 | 353.9889 | [5 empty] | 2311 | 354.588
2307 | 354.156 |  |  |  | 2307 | 354.0967 | [5 empty] | 2312 | 354.696
2308 | 354.264 |  |  |  | 2308 | 354.2045 | [5 empty] | 2313 | 354.804
2309 | 354.372 |  |  |  | 2309 | 354.3123 | [5 empty] | 2314 | 354.912
2310 | 354.48 |  |  |  | 2310 | 354.4201 | [5 empty] | 2315 | 355.02
2311 | 354.588 |  |  |  | 2311 | 354.5279 | [5 empty] | 2316 | 355.128
2312 | 354.696 |  |  |  | 2312 | 354.6357 | [5 empty] | 2317 | 355.236
2313 | 354.804 |  |  |  | 2313 | 354.7435 | [5 empty] | 2318 | 355.344
2314 | 354.912 |  |  |  | 2314 | 354.8513 | [5 empty] | 2319 | 355.452
2315 | 355.02 |  |  |  | 2315 | 354.959 | [5 empty] | 2320 | 355.56
2316 | 355.128 |  |  |  | 2316 | 355.0668 | [5 empty] | 2321 | 355.668
2317 | 355.236 |  |  |  | 2317 | 355.1746 | [5 empty] | 2322 | 355.776
2318 | 355.344 |  |  |  | 2318 | 355.2824 | [5 empty] | 2323 | 355.884
2319 | 355.452 |  |  |  | 2319 | 355.3902 | [5 empty] | 2324 | 355.992
2320 | 355.56 |  |  |  | 2320 | 355.498 | [5 empty] | 2325 | 356.1
2321 | 355.668 |  |  |  | 2321 | 355.6058 | [5 empty] | 2326 | 356.208
2322 | 355.776 |  |  |  | 2322 | 355.7136 | [5 empty] | 2327 | 356.316
2323 | 355.884 |  |  |  | 2323 | 355.8214 | [5 empty] | 2328 | 356.424
2324 | 355.992 |  |  |  | 2324 | 355.9292 | [5 empty] | 2329 | 356.532
2325 | 356.1 |  |  |  | 2325 | 356.037 | [5 empty] | 2330 | 356.64
2326 | 356.208 |  |  |  | 2326 | 356.1448 | [5 empty] | 2331 | 356.748
2327 | 356.316 |  |  |  | 2327 | 356.2526 | [5 empty] | 2332 | 356.856
2328 | 356.424 |  |  |  | 2328 | 356.3604 | [5 empty] | 2333 | 356.964
2329 | 356.532 |  |  |  | 2329 | 356.4682 | [5 empty] | 2334 | 357.072
2330 | 356.64 |  |  |  | 2330 | 356.576 | [5 empty] | 2335 | 357.18
2331 | 356.748 |  |  |  | 2331 | 356.6838 | [5 empty] | 2336 | 357.288
2332 | 356.856 |  |  |  | 2332 | 356.7915 | [5 empty] | 2337 | 357.396
2333 | 356.964 |  |  |  | 2333 | 356.8993 | [5 empty] | 2338 | 357.504
2334 | 357.072 |  |  |  | 2334 | 357.0071 | [5 empty] | 2339 | 357.612
2335 | 357.18 |  |  |  | 2335 | 357.1149 | [5 empty] | 2340 | 357.72
2336 | 357.288 |  |  |  | 2336 | 357.2227 | [5 empty] | 2341 | 357.828
2337 | 357.396 |  |  |  | 2337 | 357.3305 | [5 empty] | 2342 | 357.936
2338 | 357.504 |  |  |  | 2338 | 357.4383 | [5 empty] | 2343 | 358.044
2339 | 357.612 |  |  |  | 2339 | 357.5461 | [5 empty] | 2344 | 358.152
2340 | 357.72 |  |  |  | 2340 | 357.6539 | [5 empty] | 2345 | 358.26
2341 | 357.828 |  |  |  | 2341 | 357.7617 | [5 empty] | 2346 | 358.368
2342 | 357.936 |  |  |  | 2342 | 357.8695 | [5 empty] | 2347 | 358.476
2343 | 358.044 |  |  |  | 2343 | 357.9773 | [5 empty] | 2348 | 358.584
2344 | 358.152 |  |  |  | 2344 | 358.0851 | [5 empty] | 2349 | 358.692
2345 | 358.26 |  |  |  | 2345 | 358.1929 | [5 empty] | 2350 | 358.8
2346 | 358.368 |  |  |  | 2346 | 358.3007 | [5 empty] | 2351 | 358.908
2347 | 358.476 |  |  |  | 2347 | 358.4085 | [5 empty] | 2352 | 359.016
2348 | 358.584 |  |  |  | 2348 | 358.5162 | [5 empty] | 2353 | 359.124
2349 | 358.692 |  |  |  | 2349 | 358.624 | [5 empty] | 2354 | 359.232
2350 | 358.8 |  |  |  | 2350 | 358.7318 | [5 empty] | 2355 | 359.34
2351 | 358.908 |  |  |  | 2351 | 358.8396 | [5 empty] | 2356 | 359.448
2352 | 359.016 |  |  |  | 2352 | 358.9474 | [5 empty] | 2357 | 359.556
2353 | 359.124 |  |  |  | 2353 | 359.0552 | [5 empty] | 2358 | 359.664
2354 | 359.232 |  |  |  | 2354 | 359.163 | [5 empty] | 2359 | 359.772
2355 | 359.34 |  |  |  | 2355 | 359.2708 | [5 empty] | 2360 | 359.88
2356 | 359.448 |  |  |  | 2356 | 359.3786 | [5 empty] | 2361 | 359.988
2357 | 359.556 |  |  |  | 2357 | 359.4864 | [5 empty] | 2362 | 360.096
2358 | 359.664 |  |  |  | 2358 | 359.5942 | [5 empty] | 2363 | 360.204
2359 | 359.772 |  |  |  | 2359 | 359.702 | [5 empty] | 2364 | 360.312
2360 | 359.88 |  |  |  | 2360 | 359.8098 | [5 empty] | 2365 | 360.42
2361 | 359.988 |  |  |  | 2361 | 359.9176 | [5 empty] | 2366 | 360.528
2362 | 360.096 |  |  |  | 2362 | 360.0254 | [5 empty] | 2367 | 360.636
2363 | 360.204 |  |  |  | 2363 | 360.1332 | [5 empty] | 2368 | 360.744
2364 | 360.312 |  |  |  | 2364 | 360.241 | [5 empty] | 2369 | 360.852
2365 | 360.42 |  |  |  | 2365 | 360.3487 | [5 empty] | 2370 | 360.96
2366 | 360.528 |  |  |  | 2366 | 360.4565 | [5 empty] | 2371 | 361.068
2367 | 360.636 |  |  |  | 2367 | 360.5643 | [5 empty] | 2372 | 361.176
2368 | 360.744 |  |  |  | 2368 | 360.6721 | [5 empty] | 2373 | 361.284
2369 | 360.852 |  |  |  | 2369 | 360.7799 | [5 empty] | 2374 | 361.392
2370 | 360.96 |  |  |  | 2370 | 360.8877 | [5 empty] | 2375 | 361.5
2371 | 361.068 |  |  |  | 2371 | 360.9955 | [5 empty] | 2376 | 361.608
2372 | 361.176 |  |  |  | 2372 | 361.1033 | [5 empty] | 2377 | 361.716
2373 | 361.284 |  |  |  | 2373 | 361.2111 | [5 empty] | 2378 | 361.824
2374 | 361.392 |  |  |  | 2374 | 361.3189 | [5 empty] | 2379 | 361.932
2375 | 361.5 |  |  |  | 2375 | 361.4267 | [5 empty] | 2380 | 362.04
2376 | 361.608 |  |  |  | 2376 | 361.5345 | [5 empty] | 2381 | 362.148
2377 | 361.716 |  |  |  | 2377 | 361.6423 | [5 empty] | 2382 | 362.256
2378 | 361.824 |  |  |  | 2378 | 361.7501 | [5 empty] | 2383 | 362.364
2379 | 361.932 |  |  |  | 2379 | 361.8579 | [5 empty] | 2384 | 362.472
2380 | 362.04 |  |  |  | 2380 | 361.9657 | [5 empty] | 2385 | 362.58
2381 | 362.148 |  |  |  | 2381 | 362.0734 | [5 empty] | 2386 | 362.688
2382 | 362.256 |  |  |  | 2382 | 362.1812 | [5 empty] | 2387 | 362.796
2383 | 362.364 |  |  |  | 2383 | 362.289 | [5 empty] | 2388 | 362.904
2384 | 362.472 |  |  |  | 2384 | 362.3968 | [5 empty] | 2389 | 363.012
2385 | 362.58 |  |  |  | 2385 | 362.5046 | [5 empty] | 2390 | 363.12
2386 | 362.688 |  |  |  | 2386 | 362.6124 | [5 empty] | 2391 | 363.228
2387 | 362.796 |  |  |  | 2387 | 362.7202 | [5 empty] | 2392 | 363.336
2388 | 362.904 |  |  |  | 2388 | 362.828 | [5 empty] | 2393 | 363.444
2389 | 363.012 |  |  |  | 2389 | 362.9358 | [5 empty] | 2394 | 363.552
2390 | 363.12 |  |  |  | 2390 | 363.0436 | [5 empty] | 2395 | 363.66
2391 | 363.228 |  |  |  | 2391 | 363.1514 | [5 empty] | 2396 | 363.768
2392 | 363.336 |  |  |  | 2392 | 363.2592 | [5 empty] | 2397 | 363.876
2393 | 363.444 |  |  |  | 2393 | 363.367 | [5 empty] | 2398 | 363.984
2394 | 363.552 |  |  |  | 2394 | 363.4748 | [5 empty] | 2399 | 364.092
2395 | 363.66 |  |  |  | 2395 | 363.5826 | [5 empty] | 2400 | 364.2
2396 | 363.768 |  |  |  | 2396 | 363.6904 | [5 empty] | 2401 | 364.308
2397 | 363.876 |  |  |  | 2397 | 363.7982 | [5 empty] | 2402 | 364.416
2398 | 363.984 |  |  |  | 2398 | 363.9059 | [5 empty] | 2403 | 364.524
2399 | 364.092 |  |  |  | 2399 | 364.0137 | [5 empty] | 2404 | 364.632
2400 | 364.2 |  |  |  | 2400 | 364.1215 | [5 empty] | 2405 | 364.74
2401 | 364.308 |  |  |  | 2401 | 364.2293 | [5 empty] | 2406 | 364.848
2402 | 364.416 |  |  |  | 2402 | 364.3371 | [5 empty] | 2407 | 364.956
2403 | 364.524 |  |  |  | 2403 | 364.4449 | [5 empty] | 2408 | 365.064
2404 | 364.632 |  |  |  | 2404 | 364.5527 | [5 empty] | 2409 | 365.172
2405 | 364.74 |  |  |  | 2405 | 364.6605 | [5 empty] | 2410 | 365.28
2406 | 364.848 |  |  |  | 2406 | 364.7683 | [5 empty] | 2411 | 365.388
2407 | 364.956 |  |  |  | 2407 | 364.8761 | [5 empty] | 2412 | 365.496
2408 | 365.064 |  |  |  | 2408 | 364.9839 | [5 empty] | 2413 | 365.604
2409 | 365.172 |  |  |  | 2409 | 365.0917 | [5 empty] | 2414 | 365.712
2410 | 365.28 |  |  |  | 2410 | 365.1995 | [5 empty] | 2415 | 365.82
2411 | 365.388 |  |  |  | 2411 | 365.3073 | [5 empty] | 2416 | 365.928
2412 | 365.496 |  |  |  | 2412 | 365.4151 | [5 empty] | 2417 | 366.036
2413 | 365.604 |  |  |  | 2413 | 365.5229 | [5 empty] | 2418 | 366.144
2414 | 365.712 |  |  |  | 2414 | 365.6306 | [5 empty] | 2419 | 366.252
2415 | 365.82 |  |  |  | 2415 | 365.7384 | [5 empty] | 2420 | 366.36
2416 | 365.928 |  |  |  | 2416 | 365.8462 | [5 empty] | 2421 | 366.468
2417 | 366.036 |  |  |  | 2417 | 365.954 | [5 empty] | 2422 | 366.576
2418 | 366.144 |  |  |  | 2418 | 366.0618 | [5 empty] | 2423 | 366.684
2419 | 366.252 |  |  |  | 2419 | 366.1696 | [5 empty] | 2424 | 366.792
2420 | 366.36 |  |  |  | 2420 | 366.2774 | [5 empty] | 2425 | 366.9
2421 | 366.468 |  |  |  | 2421 | 366.3852 | [5 empty] | 2426 | 367.008
2422 | 366.576 |  |  |  | 2422 | 366.493 | [5 empty] | 2427 | 367.116
2423 | 366.684 |  |  |  | 2423 | 366.6008 | [5 empty] | 2428 | 367.224
2424 | 366.792 |  |  |  | 2424 | 366.7086 | [5 empty] | 2429 | 367.332
2425 | 366.9 |  |  |  | 2425 | 366.8164 | [5 empty] | 2430 | 367.44
2426 | 367.008 |  |  |  | 2426 | 366.9242 | [5 empty] | 2431 | 367.548
2427 | 367.116 |  |  |  | 2427 | 367.032 | [5 empty] | 2432 | 367.656
2428 | 367.224 |  |  |  | 2428 | 367.1398 | [5 empty] | 2433 | 367.764
2429 | 367.332 |  |  |  | 2429 | 367.2476 | [5 empty] | 2434 | 367.872
2430 | 367.44 |  |  |  | 2430 | 367.3554 | [5 empty] | 2435 | 367.98
2431 | 367.548 |  |  |  | 2431 | 367.4631 | [5 empty] | 2436 | 368.088
2432 | 367.656 |  |  |  | 2432 | 367.5709 | [5 empty] | 2437 | 368.196
2433 | 367.764 |  |  |  | 2433 | 367.6787 | [5 empty] | 2438 | 368.304
2434 | 367.872 |  |  |  | 2434 | 367.7865 | [5 empty] | 2439 | 368.412
2435 | 367.98 |  |  |  | 2435 | 367.8943 | [5 empty] | 2440 | 368.52
2436 | 368.088 |  |  |  | 2436 | 368.0021 | [5 empty] | 2441 | 368.628
2437 | 368.196 |  |  |  | 2437 | 368.1099 | [5 empty] | 2442 | 368.736
2438 | 368.304 |  |  |  | 2438 | 368.2177 | [5 empty] | 2443 | 368.844
2439 | 368.412 |  |  |  | 2439 | 368.3255 | [5 empty] | 2444 | 368.952
2440 | 368.52 |  |  |  | 2440 | 368.4333 | [5 empty] | 2445 | 369.06
2441 | 368.628 |  |  |  | 2441 | 368.5411 | [5 empty] | 2446 | 369.168
2442 | 368.736 |  |  |  | 2442 | 368.6489 | [5 empty] | 2447 | 369.276
2443 | 368.844 |  |  |  | 2443 | 368.7567 | [5 empty] | 2448 | 369.384
2444 | 368.952 |  |  |  | 2444 | 368.8645 | [5 empty] | 2449 | 369.492
2445 | 369.06 |  |  |  | 2445 | 368.9723 | [5 empty] | 2450 | 369.6
2446 | 369.168 |  |  |  | 2446 | 369.0801 | [5 empty] | 2451 | 369.708
2447 | 369.276 |  |  |  | 2447 | 369.1878 | [5 empty] | 2452 | 369.816
2448 | 369.384 |  |  |  | 2448 | 369.2956 | [5 empty] | 2453 | 369.924
2449 | 369.492 |  |  |  | 2449 | 369.4034 | [5 empty] | 2454 | 370.032
2450 | 369.6 |  |  |  | 2450 | 369.5112 | [5 empty] | 2455 | 370.14
2451 | 369.708 |  |  |  | 2451 | 369.619 | [5 empty] | 2456 | 370.248
2452 | 369.816 |  |  |  | 2452 | 369.7268 | [5 empty] | 2457 | 370.356
2453 | 369.924 |  |  |  | 2453 | 369.8346 | [5 empty] | 2458 | 370.464
2454 | 370.032 |  |  |  | 2454 | 369.9424 | [5 empty] | 2459 | 370.572
2455 | 370.14 |  |  |  | 2455 | 370.0502 | [5 empty] | 2460 | 370.68
2456 | 370.248 |  |  |  | 2456 | 370.158 | [5 empty] | 2461 | 370.788
2457 | 370.356 |  |  |  | 2457 | 370.2658 | [5 empty] | 2462 | 370.896
2458 | 370.464 |  |  |  | 2458 | 370.3736 | [5 empty] | 2463 | 371.004
2459 | 370.572 |  |  |  | 2459 | 370.4814 | [5 empty] | 2464 | 371.112
2460 | 370.68 |  |  |  | 2460 | 370.5892 | [5 empty] | 2465 | 371.22
2461 | 370.788 |  |  |  | 2461 | 370.697 | [5 empty] | 2466 | 371.328
2462 | 370.896 |  |  |  | 2462 | 370.8048 | [5 empty] | 2467 | 371.436
2463 | 371.004 |  |  |  | 2463 | 370.9125 | [5 empty] | 2468 | 371.544
2464 | 371.112 |  |  |  | 2464 | 371.0203 | [5 empty] | 2469 | 371.652
2465 | 371.22 |  |  |  | 2465 | 371.1281 | [5 empty] | 2470 | 371.76
2466 | 371.328 |  |  |  | 2466 | 371.2359 | [5 empty] | 2471 | 371.868
2467 | 371.436 |  |  |  | 2467 | 371.3437 | [5 empty] | 2472 | 371.976
2468 | 371.544 |  |  |  | 2468 | 371.4515 | [5 empty] | 2473 | 372.084
2469 | 371.652 |  |  |  | 2469 | 371.5593 | [5 empty] | 2474 | 372.192
2470 | 371.76 |  |  |  | 2470 | 371.6671 | [5 empty] | 2475 | 372.3
2471 | 371.868 |  |  |  | 2471 | 371.7749 | [5 empty] | 2476 | 372.408
2472 | 371.976 |  |  |  | 2472 | 371.8827 | [5 empty] | 2477 | 372.516
2473 | 372.084 |  |  |  | 2473 | 371.9905 | [5 empty] | 2478 | 372.624
2474 | 372.192 |  |  |  | 2474 | 372.0983 | [5 empty] | 2479 | 372.732
2475 | 372.3 |  |  |  | 2475 | 372.2061 | [5 empty] | 2480 | 372.84
2476 | 372.408 |  |  |  | 2476 | 372.3139 | [5 empty] | 2481 | 372.948
2477 | 372.516 |  |  |  | 2477 | 372.4217 | [5 empty] | 2482 | 373.056
2478 | 372.624 |  |  |  | 2478 | 372.5295 | [5 empty] | 2483 | 373.164
2479 | 372.732 |  |  |  | 2479 | 372.6373 | [5 empty] | 2484 | 373.272
2480 | 372.84 |  |  |  | 2480 | 372.745 | [5 empty] | 2485 | 373.38
2481 | 372.948 |  |  |  | 2481 | 372.8528 | [5 empty] | 2486 | 373.488
2482 | 373.056 |  |  |  | 2482 | 372.9606 | [5 empty] | 2487 | 373.596
2483 | 373.164 |  |  |  | 2483 | 373.0684 | [5 empty] | 2488 | 373.704
2484 | 373.272 |  |  |  | 2484 | 373.1762 | [5 empty] | 2489 | 373.812
2485 | 373.38 |  |  |  | 2485 | 373.284 | [5 empty] | 2490 | 373.92
2486 | 373.488 |  |  |  | 2486 | 373.3918 | [5 empty] | 2491 | 374.028
2487 | 373.596 |  |  |  | 2487 | 373.4996 | [5 empty] | 2492 | 374.136
2488 | 373.704 |  |  |  | 2488 | 373.6074 | [5 empty] | 2493 | 374.244
2489 | 373.812 |  |  |  | 2489 | 373.7152 | [5 empty] | 2494 | 374.352
2490 | 373.92 |  |  |  | 2490 | 373.823 | [5 empty] | 2495 | 374.46
2491 | 374.028 |  |  |  | 2491 | 373.9308 | [5 empty] | 2496 | 374.568
2492 | 374.136 |  |  |  | 2492 | 374.0386 | [5 empty] | 2497 | 374.676
2493 | 374.244 |  |  |  | 2493 | 374.1464 | [5 empty] | 2498 | 374.784
2494 | 374.352 |  |  |  | 2494 | 374.2542 | [5 empty] | 2499 | 374.892
2495 | 374.46 |  |  |  | 2495 | 374.362 | [5 empty] | 2500 | 375
2496 | 374.568 |  |  |  | 2496 | 374.4697 | [5 empty] | 2501 | 375.108
2497 | 374.676 |  |  |  | 2497 | 374.5775 | [5 empty] | 2502 | 375.216
2498 | 374.784 |  |  |  | 2498 | 374.6853 | [5 empty] | 2503 | 375.324
2499 | 374.892 |  |  |  | 2499 | 374.7931 | [5 empty] | 2504 | 375.432
2500 | 375 |  |  |  | 2500 | 374.9009 | [5 empty] | 2505 | 375.54
2501 | 375.108 |  |  |  | 2501 | 375.0098 | [5 empty] | 2506 | 375.648
2502 | 375.216 |  |  |  | 2502 | 375.1186 | [5 empty] | 2507 | 375.756
2503 | 375.324 |  |  |  | 2503 | 375.2275 | [5 empty] | 2508 | 375.864
2504 | 375.432 |  |  |  | 2504 | 375.3363 | [5 empty] | 2509 | 375.972
2505 | 375.54 |  |  |  | 2505 | 375.4452 | [5 empty] | 2510 | 376.08
2506 | 375.648 |  |  |  | 2506 | 375.554 | [5 empty] | 2511 | 376.188
2507 | 375.756 |  |  |  | 2507 | 375.6629 | [5 empty] | 2512 | 376.296
2508 | 375.864 |  |  |  | 2508 | 375.7717 | [5 empty] | 2513 | 376.404
2509 | 375.972 |  |  |  | 2509 | 375.8806 | [5 empty] | 2514 | 376.512
2510 | 376.08 |  |  |  | 2510 | 375.9894 | [5 empty] | 2515 | 376.62
2511 | 376.188 |  |  |  | 2511 | 376.0983 | [5 empty] | 2516 | 376.728
2512 | 376.296 |  |  |  | 2512 | 376.2071 | [5 empty] | 2517 | 376.836
2513 | 376.404 |  |  |  | 2513 | 376.316 | [5 empty] | 2518 | 376.944
2514 | 376.512 |  |  |  | 2514 | 376.4248 | [5 empty] | 2519 | 377.052
2515 | 376.62 |  |  |  | 2515 | 376.5337 | [5 empty] | 2520 | 377.16
2516 | 376.728 |  |  |  | 2516 | 376.6425 | [5 empty] | 2521 | 377.268
2517 | 376.836 |  |  |  | 2517 | 376.7514 | [5 empty] | 2522 | 377.376
2518 | 376.944 |  |  |  | 2518 | 376.8602 | [5 empty] | 2523 | 377.484
2519 | 377.052 |  |  |  | 2519 | 376.9691 | [5 empty] | 2524 | 377.592
2520 | 377.16 |  |  |  | 2520 | 377.0779 | [5 empty] | 2525 | 377.7
2521 | 377.268 |  |  |  | 2521 | 377.1868 | [5 empty] | 2526 | 377.808
2522 | 377.376 |  |  |  | 2522 | 377.2956 | [5 empty] | 2527 | 377.916
2523 | 377.484 |  |  |  | 2523 | 377.4045 | [5 empty] | 2528 | 378.024
2524 | 377.592 |  |  |  | 2524 | 377.5133 | [5 empty] | 2529 | 378.132
2525 | 377.7 |  |  |  | 2525 | 377.6222 | [5 empty] | 2530 | 378.24
2526 | 377.808 |  |  |  | 2526 | 377.731 | [5 empty] | 2531 | 378.348
2527 | 377.916 |  |  |  | 2527 | 377.8399 | [5 empty] | 2532 | 378.456
2528 | 378.024 |  |  |  | 2528 | 377.9487 | [5 empty] | 2533 | 378.564
2529 | 378.132 |  |  |  | 2529 | 378.0576 | [5 empty] | 2534 | 378.672
2530 | 378.24 |  |  |  | 2530 | 378.1664 | [5 empty] | 2535 | 378.78
2531 | 378.348 |  |  |  | 2531 | 378.2753 | [5 empty] | 2536 | 378.888
2532 | 378.456 |  |  |  | 2532 | 378.3841 | [5 empty] | 2537 | 378.996
2533 | 378.564 |  |  |  | 2533 | 378.493 | [5 empty] | 2538 | 379.104
2534 | 378.672 |  |  |  | 2534 | 378.6018 | [5 empty] | 2539 | 379.212
2535 | 378.78 |  |  |  | 2535 | 378.7107 | [5 empty] | 2540 | 379.32
2536 | 378.888 |  |  |  | 2536 | 378.8196 | [5 empty] | 2541 | 379.428
2537 | 378.996 |  |  |  | 2537 | 378.9284 | [5 empty] | 2542 | 379.536
2538 | 379.104 |  |  |  | 2538 | 379.0373 | [5 empty] | 2543 | 379.644
2539 | 379.212 |  |  |  | 2539 | 379.1461 | [5 empty] | 2544 | 379.752
2540 | 379.32 |  |  |  | 2540 | 379.255 | [5 empty] | 2545 | 379.86
2541 | 379.428 |  |  |  | 2541 | 379.3638 | [5 empty] | 2546 | 379.968
2542 | 379.536 |  |  |  | 2542 | 379.4727 | [5 empty] | 2547 | 380.076
2543 | 379.644 |  |  |  | 2543 | 379.5815 | [5 empty] | 2548 | 380.184
2544 | 379.752 |  |  |  | 2544 | 379.6904 | [5 empty] | 2549 | 380.292
2545 | 379.86 |  |  |  | 2545 | 379.7992 | [5 empty] | 2550 | 380.4
2546 | 379.968 |  |  |  | 2546 | 379.9081 | [5 empty] | 2551 | 380.508
2547 | 380.076 |  |  |  | 2547 | 380.0169 | [5 empty] | 2552 | 380.616
2548 | 380.184 |  |  |  | 2548 | 380.1258 | [5 empty] | 2553 | 380.724
2549 | 380.292 |  |  |  | 2549 | 380.2346 | [5 empty] | 2554 | 380.832
2550 | 380.4 |  |  |  | 2550 | 380.3435 | [5 empty] | 2555 | 380.94
2551 | 380.508 |  |  |  | 2551 | 380.4523 | [5 empty] | 2556 | 381.048
2552 | 380.616 |  |  |  | 2552 | 380.5612 | [5 empty] | 2557 | 381.156
2553 | 380.724 |  |  |  | 2553 | 380.67 | [5 empty] | 2558 | 381.264
2554 | 380.832 |  |  |  | 2554 | 380.7789 | [5 empty] | 2559 | 381.372
2555 | 380.94 |  |  |  | 2555 | 380.8877 | [5 empty] | 2560 | 381.48
2556 | 381.048 |  |  |  | 2556 | 380.9966 | [5 empty] | 2561 | 381.588
2557 | 381.156 |  |  |  | 2557 | 381.1054 | [5 empty] | 2562 | 381.696
2558 | 381.264 |  |  |  | 2558 | 381.2143 | [5 empty] | 2563 | 381.804
2559 | 381.372 |  |  |  | 2559 | 381.3231 | [5 empty] | 2564 | 381.912
2560 | 381.48 |  |  |  | 2560 | 381.432 | [5 empty] | 2565 | 382.02
2561 | 381.588 |  |  |  | 2561 | 381.5408 | [5 empty] | 2566 | 382.128
2562 | 381.696 |  |  |  | 2562 | 381.6497 | [5 empty] | 2567 | 382.236
2563 | 381.804 |  |  |  | 2563 | 381.7585 | [5 empty] | 2568 | 382.344
2564 | 381.912 |  |  |  | 2564 | 381.8674 | [5 empty] | 2569 | 382.452
2565 | 382.02 |  |  |  | 2565 | 381.9762 | [5 empty] | 2570 | 382.56
2566 | 382.128 |  |  |  | 2566 | 382.0851 | [5 empty] | 2571 | 382.668
2567 | 382.236 |  |  |  | 2567 | 382.1939 | [5 empty] | 2572 | 382.776
2568 | 382.344 |  |  |  | 2568 | 382.3028 | [5 empty] | 2573 | 382.884
2569 | 382.452 |  |  |  | 2569 | 382.4116 | [5 empty] | 2574 | 382.992
2570 | 382.56 |  |  |  | 2570 | 382.5205 | [5 empty] | 2575 | 383.1
2571 | 382.668 |  |  |  | 2571 | 382.6293 | [5 empty] | 2576 | 383.208
2572 | 382.776 |  |  |  | 2572 | 382.7382 | [5 empty] | 2577 | 383.316
2573 | 382.884 |  |  |  | 2573 | 382.847 | [5 empty] | 2578 | 383.424
2574 | 382.992 |  |  |  | 2574 | 382.9559 | [5 empty] | 2579 | 383.532
2575 | 383.1 |  |  |  | 2575 | 383.0647 | [5 empty] | 2580 | 383.64
2576 | 383.208 |  |  |  | 2576 | 383.1736 | [5 empty] | 2581 | 383.748
2577 | 383.316 |  |  |  | 2577 | 383.2824 | [5 empty] | 2582 | 383.856
2578 | 383.424 |  |  |  | 2578 | 383.3913 | [5 empty] | 2583 | 383.964
2579 | 383.532 |  |  |  | 2579 | 383.5001 | [5 empty] | 2584 | 384.072
2580 | 383.64 |  |  |  | 2580 | 383.609 | [5 empty] | 2585 | 384.18
2581 | 383.748 |  |  |  | 2581 | 383.7178 | [5 empty] | 2586 | 384.288
2582 | 383.856 |  |  |  | 2582 | 383.8267 | [5 empty] | 2587 | 384.396
2583 | 383.964 |  |  |  | 2583 | 383.9355 | [5 empty] | 2588 | 384.504
2584 | 384.072 |  |  |  | 2584 | 384.0444 | [5 empty] | 2589 | 384.612
2585 | 384.18 |  |  |  | 2585 | 384.1532 | [5 empty] | 2590 | 384.72
2586 | 384.288 |  |  |  | 2586 | 384.2621 | [5 empty] | 2591 | 384.828
2587 | 384.396 |  |  |  | 2587 | 384.3709 | [5 empty] | 2592 | 384.936
2588 | 384.504 |  |  |  | 2588 | 384.4798 | [5 empty] | 2593 | 385.044
2589 | 384.612 |  |  |  | 2589 | 384.5886 | [5 empty] | 2594 | 385.152
2590 | 384.72 |  |  |  | 2590 | 384.6975 | [5 empty] | 2595 | 385.26
2591 | 384.828 |  |  |  | 2591 | 384.8063 | [5 empty] | 2596 | 385.368
2592 | 384.936 |  |  |  | 2592 | 384.9152 | [5 empty] | 2597 | 385.476
2593 | 385.044 |  |  |  | 2593 | 385.024 | [5 empty] | 2598 | 385.584
2594 | 385.152 |  |  |  | 2594 | 385.1329 | [5 empty] | 2599 | 385.692
2595 | 385.26 |  |  |  | 2595 | 385.2417 | [5 empty] | 2600 | 385.8
2596 | 385.368 |  |  |  | 2596 | 385.3506 | [5 empty] | 2601 | 385.908
2597 | 385.476 |  |  |  | 2597 | 385.4594 | [5 empty] | 2602 | 386.016
2598 | 385.584 |  |  |  | 2598 | 385.5683 | [5 empty] | 2603 | 386.124
2599 | 385.692 |  |  |  | 2599 | 385.6771 | [5 empty] | 2604 | 386.232
2600 | 385.8 |  |  |  | 2600 | 385.786 | [5 empty] | 2605 | 386.34
2601 | 385.908 |  |  |  | 2601 | 385.8948 | [5 empty] | 2606 | 386.448
2602 | 386.016 |  |  |  | 2602 | 386.0037 | [5 empty] | 2607 | 386.556
2603 | 386.124 |  |  |  | 2603 | 386.1125 | [5 empty] | 2608 | 386.664
2604 | 386.232 |  |  |  | 2604 | 386.2214 | [5 empty] | 2609 | 386.772
2605 | 386.34 |  |  |  | 2605 | 386.3303 | [5 empty] | 2610 | 386.88
2606 | 386.448 |  |  |  | 2606 | 386.4391 | [5 empty] | 2611 | 386.988
2607 | 386.556 |  |  |  | 2607 | 386.548 | [5 empty] | 2612 | 387.096
2608 | 386.664 |  |  |  | 2608 | 386.6568 | [5 empty] | 2613 | 387.204
2609 | 386.772 |  |  |  | 2609 | 386.7657 | [5 empty] | 2614 | 387.312
2610 | 386.88 |  |  |  | 2610 | 386.8745 | [5 empty] | 2615 | 387.42
2611 | 386.988 |  |  |  | 2611 | 386.9834 | [5 empty] | 2616 | 387.528
2612 | 387.096 |  |  |  | 2612 | 387.0922 | [5 empty] | 2617 | 387.636
2613 | 387.204 |  |  |  | 2613 | 387.2011 | [5 empty] | 2618 | 387.744
2614 | 387.312 |  |  |  | 2614 | 387.3099 | [5 empty] | 2619 | 387.852
2615 | 387.42 |  |  |  | 2615 | 387.4188 | [5 empty] | 2620 | 387.96
2616 | 387.528 |  |  |  | 2616 | 387.5276 | [5 empty] | 2621 | 388.068
2617 | 387.636 |  |  |  | 2617 | 387.6365 | [5 empty] | 2622 | 388.176
2618 | 387.744 |  |  |  | 2618 | 387.7453 | [5 empty] | 2623 | 388.284
2619 | 387.852 |  |  |  | 2619 | 387.8542 | [5 empty] | 2624 | 388.392
2620 | 387.96 |  |  |  | 2620 | 387.963 | [5 empty] | 2625 | 388.5
2621 | 388.068 |  |  |  | 2621 | 388.0719 | [5 empty] | 2626 | 388.608
2622 | 388.176 |  |  |  | 2622 | 388.1807 | [5 empty] | 2627 | 388.716
2623 | 388.284 |  |  |  | 2623 | 388.2896 | [5 empty] | 2628 | 388.824
2624 | 388.392 |  |  |  | 2624 | 388.3984 | [5 empty] | 2629 | 388.932
2625 | 388.5 |  |  |  | 2625 | 388.5073 | [5 empty] | 2630 | 389.04
2626 | 388.608 |  |  |  | 2626 | 388.6161 | [5 empty] | 2631 | 389.148
2627 | 388.716 |  |  |  | 2627 | 388.725 | [5 empty] | 2632 | 389.256
2628 | 388.824 |  |  |  | 2628 | 388.8338 | [5 empty] | 2633 | 389.364
2629 | 388.932 |  |  |  | 2629 | 388.9427 | [5 empty] | 2634 | 389.472
2630 | 389.04 |  |  |  | 2630 | 389.0515 | [5 empty] | 2635 | 389.58
2631 | 389.148 |  |  |  | 2631 | 389.1604 | [5 empty] | 2636 | 389.688
2632 | 389.256 |  |  |  | 2632 | 389.2692 | [5 empty] | 2637 | 389.796
2633 | 389.364 |  |  |  | 2633 | 389.3781 | [5 empty] | 2638 | 389.904
2634 | 389.472 |  |  |  | 2634 | 389.4869 | [5 empty] | 2639 | 390.012
2635 | 389.58 |  |  |  | 2635 | 389.5958 | [5 empty] | 2640 | 390.12
2636 | 389.688 |  |  |  | 2636 | 389.7046 | [5 empty] | 2641 | 390.228
2637 | 389.796 |  |  |  | 2637 | 389.8135 | [5 empty] | 2642 | 390.336
2638 | 389.904 |  |  |  | 2638 | 389.9223 | [5 empty] | 2643 | 390.444
2639 | 390.012 |  |  |  | 2639 | 390.0312 | [5 empty] | 2644 | 390.552
2640 | 390.12 |  |  |  | 2640 | 390.14 | [5 empty] | 2645 | 390.66
2641 | 390.228 |  |  |  | 2641 | 390.2489 | [5 empty] | 2646 | 390.768
2642 | 390.336 |  |  |  | 2642 | 390.3577 | [5 empty] | 2647 | 390.876
2643 | 390.444 |  |  |  | 2643 | 390.4666 | [5 empty] | 2648 | 390.984
2644 | 390.552 |  |  |  | 2644 | 390.5754 | [5 empty] | 2649 | 391.092
2645 | 390.66 |  |  |  | 2645 | 390.6843 | [5 empty] | 2650 | 391.2
2646 | 390.768 |  |  |  | 2646 | 390.7931 | [5 empty] | 2651 | 391.308
2647 | 390.876 |  |  |  | 2647 | 390.902 | [5 empty] | 2652 | 391.416
2648 | 390.984 |  |  |  | 2648 | 391.0108 | [5 empty] | 2653 | 391.524
2649 | 391.092 |  |  |  | 2649 | 391.1197 | [5 empty] | 2654 | 391.632
2650 | 391.2 |  |  |  | 2650 | 391.2285 | [5 empty] | 2655 | 391.74
2651 | 391.308 |  |  |  | 2651 | 391.3374 | [5 empty] | 2656 | 391.848
2652 | 391.416 |  |  |  | 2652 | 391.4462 | [5 empty] | 2657 | 391.956
2653 | 391.524 |  |  |  | 2653 | 391.5551 | [5 empty] | 2658 | 392.064
2654 | 391.632 |  |  |  | 2654 | 391.6639 | [5 empty] | 2659 | 392.172
2655 | 391.74 |  |  |  | 2655 | 391.7728 | [5 empty] | 2660 | 392.28
2656 | 391.848 |  |  |  | 2656 | 391.8816 | [5 empty] | 2661 | 392.388
2657 | 391.956 |  |  |  | 2657 | 391.9905 | [5 empty] | 2662 | 392.496
2658 | 392.064 |  |  |  | 2658 | 392.0993 | [5 empty] | 2663 | 392.604
2659 | 392.172 |  |  |  | 2659 | 392.2082 | [5 empty] | 2664 | 392.712
2660 | 392.28 |  |  |  | 2660 | 392.317 | [5 empty] | 2665 | 392.82
2661 | 392.388 |  |  |  | 2661 | 392.4259 | [5 empty] | 2666 | 392.928
2662 | 392.496 |  |  |  | 2662 | 392.5347 | [5 empty] | 2667 | 393.036
2663 | 392.604 |  |  |  | 2663 | 392.6436 | [5 empty] | 2668 | 393.144
2664 | 392.712 |  |  |  | 2664 | 392.7524 | [5 empty] | 2669 | 393.252
2665 | 392.82 |  |  |  | 2665 | 392.8613 | [5 empty] | 2670 | 393.36
2666 | 392.928 |  |  |  | 2666 | 392.9701 | [5 empty] | 2671 | 393.468
2667 | 393.036 |  |  |  | 2667 | 393.079 | [5 empty] | 2672 | 393.576
2668 | 393.144 |  |  |  | 2668 | 393.1878 | [5 empty] | 2673 | 393.684
2669 | 393.252 |  |  |  | 2669 | 393.2967 | [5 empty] | 2674 | 393.792
2670 | 393.36 |  |  |  | 2670 | 393.4055 | [5 empty] | 2675 | 393.9
2671 | 393.468 |  |  |  | 2671 | 393.5144 | [5 empty] | 2676 | 394.008
2672 | 393.576 |  |  |  | 2672 | 393.6232 | [5 empty] | 2677 | 394.116
2673 | 393.684 |  |  |  | 2673 | 393.7321 | [5 empty] | 2678 | 394.224
2674 | 393.792 |  |  |  | 2674 | 393.841 | [5 empty] | 2679 | 394.332
2675 | 393.9 |  |  |  | 2675 | 393.9498 | [5 empty] | 2680 | 394.44
2676 | 394.008 |  |  |  | 2676 | 394.0587 | [5 empty] | 2681 | 394.548
2677 | 394.116 |  |  |  | 2677 | 394.1675 | [5 empty] | 2682 | 394.656
2678 | 394.224 |  |  |  | 2678 | 394.2764 | [5 empty] | 2683 | 394.764
2679 | 394.332 |  |  |  | 2679 | 394.3852 | [5 empty] | 2684 | 394.872
2680 | 394.44 |  |  |  | 2680 | 394.4941 | [5 empty] | 2685 | 394.98
2681 | 394.548 |  |  |  | 2681 | 394.6029 | [5 empty] | 2686 | 395.088
2682 | 394.656 |  |  |  | 2682 | 394.7118 | [5 empty] | 2687 | 395.196
2683 | 394.764 |  |  |  | 2683 | 394.8206 | [5 empty] | 2688 | 395.304
2684 | 394.872 |  |  |  | 2684 | 394.9295 | [5 empty] | 2689 | 395.412
2685 | 394.98 |  |  |  | 2685 | 395.0383 | [5 empty] | 2690 | 395.52
2686 | 395.088 |  |  |  | 2686 | 395.1472 | [5 empty] | 2691 | 395.628
2687 | 395.196 |  |  |  | 2687 | 395.256 | [5 empty] | 2692 | 395.736
2688 | 395.304 |  |  |  | 2688 | 395.3649 | [5 empty] | 2693 | 395.844
2689 | 395.412 |  |  |  | 2689 | 395.4737 | [5 empty] | 2694 | 395.952
2690 | 395.52 |  |  |  | 2690 | 395.5826 | [5 empty] | 2695 | 396.06
2691 | 395.628 |  |  |  | 2691 | 395.6914 | [5 empty] | 2696 | 396.168
2692 | 395.736 |  |  |  | 2692 | 395.8003 | [5 empty] | 2697 | 396.276
2693 | 395.844 |  |  |  | 2693 | 395.9091 | [5 empty] | 2698 | 396.384
2694 | 395.952 |  |  |  | 2694 | 396.018 | [5 empty] | 2699 | 396.492
2695 | 396.06 |  |  |  | 2695 | 396.1268 | [5 empty] | 2700 | 396.6
2696 | 396.168 |  |  |  | 2696 | 396.2357 | [5 empty] | 2701 | 396.708
2697 | 396.276 |  |  |  | 2697 | 396.3445 | [5 empty] | 2702 | 396.816
2698 | 396.384 |  |  |  | 2698 | 396.4534 | [5 empty] | 2703 | 396.924
2699 | 396.492 |  |  |  | 2699 | 396.5622 | [5 empty] | 2704 | 397.032
2700 | 396.6 |  |  |  | 2700 | 396.6711 | [5 empty] | 2705 | 397.14
2701 | 396.708 |  |  |  | 2701 | 396.7799 | [5 empty] | 2706 | 397.248
2702 | 396.816 |  |  |  | 2702 | 396.8888 | [5 empty] | 2707 | 397.356
2703 | 396.924 |  |  |  | 2703 | 396.9976 | [5 empty] | 2708 | 397.464
2704 | 397.032 |  |  |  | 2704 | 397.1065 | [5 empty] | 2709 | 397.572
2705 | 397.14 |  |  |  | 2705 | 397.2153 | [5 empty] | 2710 | 397.68
2706 | 397.248 |  |  |  | 2706 | 397.3242 | [5 empty] | 2711 | 397.788
2707 | 397.356 |  |  |  | 2707 | 397.433 | [5 empty] | 2712 | 397.896
2708 | 397.464 |  |  |  | 2708 | 397.5419 | [5 empty] | 2713 | 398.004
2709 | 397.572 |  |  |  | 2709 | 397.6507 | [5 empty] | 2714 | 398.112
2710 | 397.68 |  |  |  | 2710 | 397.7596 | [5 empty] | 2715 | 398.22
2711 | 397.788 |  |  |  | 2711 | 397.8684 | [5 empty] | 2716 | 398.328
2712 | 397.896 |  |  |  | 2712 | 397.9773 | [5 empty] | 2717 | 398.436
2713 | 398.004 |  |  |  | 2713 | 398.0861 | [5 empty] | 2718 | 398.544
2714 | 398.112 |  |  |  | 2714 | 398.195 | [5 empty] | 2719 | 398.652
2715 | 398.22 |  |  |  | 2715 | 398.3038 | [5 empty] | 2720 | 398.76
2716 | 398.328 |  |  |  | 2716 | 398.4127 | [5 empty] | 2721 | 398.868
2717 | 398.436 |  |  |  | 2717 | 398.5215 | [5 empty] | 2722 | 398.976
2718 | 398.544 |  |  |  | 2718 | 398.6304 | [5 empty] | 2723 | 399.084
2719 | 398.652 |  |  |  | 2719 | 398.7392 | [5 empty] | 2724 | 399.192
2720 | 398.76 |  |  |  | 2720 | 398.8481 | [5 empty] | 2725 | 399.3
2721 | 398.868 |  |  |  | 2721 | 398.9569 | [5 empty] | 2726 | 399.408
2722 | 398.976 |  |  |  | 2722 | 399.0658 | [5 empty] | 2727 | 399.516
2723 | 399.084 |  |  |  | 2723 | 399.1746 | [5 empty] | 2728 | 399.624
2724 | 399.192 |  |  |  | 2724 | 399.2835 | [5 empty] | 2729 | 399.732
2725 | 399.3 |  |  |  | 2725 | 399.3923 | [5 empty] | 2730 | 399.84
2726 | 399.408 |  |  |  | 2726 | 399.5012 | [5 empty] | 2731 | 399.948
2727 | 399.516 |  |  |  | 2727 | 399.61 | [5 empty] | 2732 | 400.056
2728 | 399.624 |  |  |  | 2728 | 399.7189 | [5 empty] | 2733 | 400.164
2729 | 399.732 |  |  |  | 2729 | 399.8277 | [5 empty] | 2734 | 400.272
2730 | 399.84 |  |  |  | 2730 | 399.9366 | [5 empty] | 2735 | 400.38
2731 | 399.948 |  |  |  | 2731 | 400.0454 | [5 empty] | 2736 | 400.488
2732 | 400.056 |  |  |  | 2732 | 400.1543 | [5 empty] | 2737 | 400.596
2733 | 400.164 |  |  |  | 2733 | 400.2631 | [5 empty] | 2738 | 400.704
2734 | 400.272 |  |  |  | 2734 | 400.372 | [5 empty] | 2739 | 400.812
2735 | 400.38 |  |  |  | 2735 | 400.4808 | [5 empty] | 2740 | 400.92
2736 | 400.488 |  |  |  | 2736 | 400.5897 | [5 empty] | 2741 | 401.028
2737 | 400.596 |  |  |  | 2737 | 400.6985 | [5 empty] | 2742 | 401.136
2738 | 400.704 |  |  |  | 2738 | 400.8074 | [5 empty] | 2743 | 401.244
2739 | 400.812 |  |  |  | 2739 | 400.9162 | [5 empty] | 2744 | 401.352
2740 | 400.92 |  |  |  | 2740 | 401.0251 | [5 empty] | 2745 | 401.46
2741 | 401.028 |  |  |  | 2741 | 401.1339 | [5 empty] | 2746 | 401.568
2742 | 401.136 |  |  |  | 2742 | 401.2428 | [5 empty] | 2747 | 401.676
2743 | 401.244 |  |  |  | 2743 | 401.3517 | [5 empty] | 2748 | 401.784
2744 | 401.352 |  |  |  | 2744 | 401.4605 | [5 empty] | 2749 | 401.892
2745 | 401.46 |  |  |  | 2745 | 401.5694 | [5 empty] | 2750 | 402
2746 | 401.568 |  |  |  | 2746 | 401.6782 | [5 empty] | 2751 | 402.12
2747 | 401.676 |  |  |  | 2747 | 401.7871 | [5 empty] | 2752 | 402.24
2748 | 401.784 |  |  |  | 2748 | 401.8959 | [5 empty] | 2753 | 402.36
2749 | 401.892 |  |  |  | 2749 | 402.0048 | [5 empty] | 2754 | 402.48
2750 | 402 |  |  |  | 2750 | 402.1136 | [5 empty] | 2755 | 402.6
2751 | 402.12 |  |  |  | 2751 | 402.233 | [5 empty] | 2756 | 402.72
2752 | 402.24 |  |  |  | 2752 | 402.3524 | [5 empty] | 2757 | 402.84
2753 | 402.36 |  |  |  | 2753 | 402.4719 | [5 empty] | 2758 | 402.96
2754 | 402.48 |  |  |  | 2754 | 402.5913 | [5 empty] | 2759 | 403.08
2755 | 402.6 |  |  |  | 2755 | 402.7107 | [5 empty] | 2760 | 403.2
2756 | 402.72 |  |  |  | 2756 | 402.8301 | [5 empty] | 2761 | 403.32
2757 | 402.84 |  |  |  | 2757 | 402.9495 | [5 empty] | 2762 | 403.44
2758 | 402.96 |  |  |  | 2758 | 403.069 | [5 empty] | 2763 | 403.56
2759 | 403.08 |  |  |  | 2759 | 403.1884 | [5 empty] | 2764 | 403.68
2760 | 403.2 |  |  |  | 2760 | 403.3078 | [5 empty] | 2765 | 403.8
2761 | 403.32 |  |  |  | 2761 | 403.4272 | [5 empty] | 2766 | 403.92
2762 | 403.44 |  |  |  | 2762 | 403.5466 | [5 empty] | 2767 | 404.04
2763 | 403.56 |  |  |  | 2763 | 403.6661 | [5 empty] | 2768 | 404.16
2764 | 403.68 |  |  |  | 2764 | 403.7855 | [5 empty] | 2769 | 404.28
2765 | 403.8 |  |  |  | 2765 | 403.9049 | [5 empty] | 2770 | 404.4
2766 | 403.92 |  |  |  | 2766 | 404.0243 | [5 empty] | 2771 | 404.52
2767 | 404.04 |  |  |  | 2767 | 404.1437 | [5 empty] | 2772 | 404.64
2768 | 404.16 |  |  |  | 2768 | 404.2631 | [5 empty] | 2773 | 404.76
2769 | 404.28 |  |  |  | 2769 | 404.3826 | [5 empty] | 2774 | 404.88
2770 | 404.4 |  |  |  | 2770 | 404.502 | [5 empty] | 2775 | 405
2771 | 404.52 |  |  |  | 2771 | 404.6214 | [5 empty] | 2776 | 405.12
2772 | 404.64 |  |  |  | 2772 | 404.7408 | [5 empty] | 2777 | 405.24
2773 | 404.76 |  |  |  | 2773 | 404.8602 | [5 empty] | 2778 | 405.36
2774 | 404.88 |  |  |  | 2774 | 404.9797 | [5 empty] | 2779 | 405.48
2775 | 405 |  |  |  | 2775 | 405.0991 | [5 empty] | 2780 | 405.6
2776 | 405.12 |  |  |  | 2776 | 405.2185 | [5 empty] | 2781 | 405.72
2777 | 405.24 |  |  |  | 2777 | 405.3379 | [5 empty] | 2782 | 405.84
2778 | 405.36 |  |  |  | 2778 | 405.4573 | [5 empty] | 2783 | 405.96
2779 | 405.48 |  |  |  | 2779 | 405.5768 | [5 empty] | 2784 | 406.08
2780 | 405.6 |  |  |  | 2780 | 405.6962 | [5 empty] | 2785 | 406.2
2781 | 405.72 |  |  |  | 2781 | 405.8156 | [5 empty] | 2786 | 406.32
2782 | 405.84 |  |  |  | 2782 | 405.935 | [5 empty] | 2787 | 406.44
2783 | 405.96 |  |  |  | 2783 | 406.0544 | [5 empty] | 2788 | 406.56
2784 | 406.08 |  |  |  | 2784 | 406.1738 | [5 empty] | 2789 | 406.68
2785 | 406.2 |  |  |  | 2785 | 406.2933 | [5 empty] | 2790 | 406.8
2786 | 406.32 |  |  |  | 2786 | 406.4127 | [5 empty] | 2791 | 406.92
2787 | 406.44 |  |  |  | 2787 | 406.5321 | [5 empty] | 2792 | 407.04
2788 | 406.56 |  |  |  | 2788 | 406.6515 | [5 empty] | 2793 | 407.16
2789 | 406.68 |  |  |  | 2789 | 406.7709 | [5 empty] | 2794 | 407.28
2790 | 406.8 |  |  |  | 2790 | 406.8904 | [5 empty] | 2795 | 407.4
2791 | 406.92 |  |  |  | 2791 | 407.0098 | [5 empty] | 2796 | 407.52
2792 | 407.04 |  |  |  | 2792 | 407.1292 | [5 empty] | 2797 | 407.64
2793 | 407.16 |  |  |  | 2793 | 407.2486 | [5 empty] | 2798 | 407.76
2794 | 407.28 |  |  |  | 2794 | 407.368 | [5 empty] | 2799 | 407.88
2795 | 407.4 |  |  |  | 2795 | 407.4875 | [5 empty] | 2800 | 408
2796 | 407.52 |  |  |  | 2796 | 407.6069 | [5 empty] | 2801 | 408.12
2797 | 407.64 |  |  |  | 2797 | 407.7263 | [5 empty] | 2802 | 408.24
2798 | 407.76 |  |  |  | 2798 | 407.8457 | [5 empty] | 2803 | 408.36
2799 | 407.88 |  |  |  | 2799 | 407.9651 | [5 empty] | 2804 | 408.48
2800 | 408 |  |  |  | 2800 | 408.0845 | [5 empty] | 2805 | 408.6
2801 | 408.12 |  |  |  | 2801 | 408.204 | [5 empty] | 2806 | 408.72
2802 | 408.24 |  |  |  | 2802 | 408.3234 | [5 empty] | 2807 | 408.84
2803 | 408.36 |  |  |  | 2803 | 408.4428 | [5 empty] | 2808 | 408.96
2804 | 408.48 |  |  |  | 2804 | 408.5622 | [5 empty] | 2809 | 409.08
2805 | 408.6 |  |  |  | 2805 | 408.6816 | [5 empty] | 2810 | 409.2
2806 | 408.72 |  |  |  | 2806 | 408.8011 | [5 empty] | 2811 | 409.32
2807 | 408.84 |  |  |  | 2807 | 408.9205 | [5 empty] | 2812 | 409.44
2808 | 408.96 |  |  |  | 2808 | 409.0399 | [5 empty] | 2813 | 409.56
2809 | 409.08 |  |  |  | 2809 | 409.1593 | [5 empty] | 2814 | 409.68
2810 | 409.2 |  |  |  | 2810 | 409.2787 | [5 empty] | 2815 | 409.8
2811 | 409.32 |  |  |  | 2811 | 409.3982 | [5 empty] | 2816 | 409.92
2812 | 409.44 |  |  |  | 2812 | 409.5176 | [5 empty] | 2817 | 410.04
2813 | 409.56 |  |  |  | 2813 | 409.637 | [5 empty] | 2818 | 410.16
2814 | 409.68 |  |  |  | 2814 | 409.7564 | [5 empty] | 2819 | 410.28
2815 | 409.8 |  |  |  | 2815 | 409.8758 | [5 empty] | 2820 | 410.4
2816 | 409.92 |  |  |  | 2816 | 409.9952 | [5 empty] | 2821 | 410.52
2817 | 410.04 |  |  |  | 2817 | 410.1147 | [5 empty] | 2822 | 410.64
2818 | 410.16 |  |  |  | 2818 | 410.2341 | [5 empty] | 2823 | 410.76
2819 | 410.28 |  |  |  | 2819 | 410.3535 | [5 empty] | 2824 | 410.88
2820 | 410.4 |  |  |  | 2820 | 410.4729 | [5 empty] | 2825 | 411
2821 | 410.52 |  |  |  | 2821 | 410.5923 | [5 empty] | 2826 | 411.12
2822 | 410.64 |  |  |  | 2822 | 410.7118 | [5 empty] | 2827 | 411.24
2823 | 410.76 |  |  |  | 2823 | 410.8312 | [5 empty] | 2828 | 411.36
2824 | 410.88 |  |  |  | 2824 | 410.9506 | [5 empty] | 2829 | 411.48
2825 | 411 |  |  |  | 2825 | 411.07 | [5 empty] | 2830 | 411.6
2826 | 411.12 |  |  |  | 2826 | 411.1894 | [5 empty] | 2831 | 411.72
2827 | 411.24 |  |  |  | 2827 | 411.3089 | [5 empty] | 2832 | 411.84
2828 | 411.36 |  |  |  | 2828 | 411.4283 | [5 empty] | 2833 | 411.96
2829 | 411.48 |  |  |  | 2829 | 411.5477 | [5 empty] | 2834 | 412.08
2830 | 411.6 |  |  |  | 2830 | 411.6671 | [5 empty] | 2835 | 412.2
2831 | 411.72 |  |  |  | 2831 | 411.7865 | [5 empty] | 2836 | 412.32
2832 | 411.84 |  |  |  | 2832 | 411.9059 | [5 empty] | 2837 | 412.44
2833 | 411.96 |  |  |  | 2833 | 412.0254 | [5 empty] | 2838 | 412.56
2834 | 412.08 |  |  |  | 2834 | 412.1448 | [5 empty] | 2839 | 412.68
2835 | 412.2 |  |  |  | 2835 | 412.2642 | [5 empty] | 2840 | 412.8
2836 | 412.32 |  |  |  | 2836 | 412.3836 | [5 empty] | 2841 | 412.92
2837 | 412.44 |  |  |  | 2837 | 412.503 | [5 empty] | 2842 | 413.04
2838 | 412.56 |  |  |  | 2838 | 412.6225 | [5 empty] | 2843 | 413.16
2839 | 412.68 |  |  |  | 2839 | 412.7419 | [5 empty] | 2844 | 413.28
2840 | 412.8 |  |  |  | 2840 | 412.8613 | [5 empty] | 2845 | 413.4
2841 | 412.92 |  |  |  | 2841 | 412.9807 | [5 empty] | 2846 | 413.52
2842 | 413.04 |  |  |  | 2842 | 413.1001 | [5 empty] | 2847 | 413.64
2843 | 413.16 |  |  |  | 2843 | 413.2196 | [5 empty] | 2848 | 413.76
2844 | 413.28 |  |  |  | 2844 | 413.339 | [5 empty] | 2849 | 413.88
2845 | 413.4 |  |  |  | 2845 | 413.4584 | [5 empty] | 2850 | 414
2846 | 413.52 |  |  |  | 2846 | 413.5778 | [5 empty] | 2851 | 414.12
2847 | 413.64 |  |  |  | 2847 | 413.6972 | [5 empty] | 2852 | 414.24
2848 | 413.76 |  |  |  | 2848 | 413.8166 | [5 empty] | 2853 | 414.36
2849 | 413.88 |  |  |  | 2849 | 413.9361 | [5 empty] | 2854 | 414.48
2850 | 414 |  |  |  | 2850 | 414.0555 | [5 empty] | 2855 | 414.6
2851 | 414.12 |  |  |  | 2851 | 414.1749 | [5 empty] | 2856 | 414.72
2852 | 414.24 |  |  |  | 2852 | 414.2943 | [5 empty] | 2857 | 414.84
2853 | 414.36 |  |  |  | 2853 | 414.4137 | [5 empty] | 2858 | 414.96
2854 | 414.48 |  |  |  | 2854 | 414.5332 | [5 empty] | 2859 | 415.08
2855 | 414.6 |  |  |  | 2855 | 414.6526 | [5 empty] | 2860 | 415.2
2856 | 414.72 |  |  |  | 2856 | 414.772 | [5 empty] | 2861 | 415.32
2857 | 414.84 |  |  |  | 2857 | 414.8914 | [5 empty] | 2862 | 415.44
2858 | 414.96 |  |  |  | 2858 | 415.0108 | [5 empty] | 2863 | 415.56
2859 | 415.08 |  |  |  | 2859 | 415.1303 | [5 empty] | 2864 | 415.68
2860 | 415.2 |  |  |  | 2860 | 415.2497 | [5 empty] | 2865 | 415.8
2861 | 415.32 |  |  |  | 2861 | 415.3691 | [5 empty] | 2866 | 415.92
2862 | 415.44 |  |  |  | 2862 | 415.4885 | [5 empty] | 2867 | 416.04
2863 | 415.56 |  |  |  | 2863 | 415.6079 | [5 empty] | 2868 | 416.16
2864 | 415.68 |  |  |  | 2864 | 415.7273 | [5 empty] | 2869 | 416.28
2865 | 415.8 |  |  |  | 2865 | 415.8468 | [5 empty] | 2870 | 416.4
2866 | 415.92 |  |  |  | 2866 | 415.9662 | [5 empty] | 2871 | 416.52
2867 | 416.04 |  |  |  | 2867 | 416.0856 | [5 empty] | 2872 | 416.64
2868 | 416.16 |  |  |  | 2868 | 416.205 | [5 empty] | 2873 | 416.76
2869 | 416.28 |  |  |  | 2869 | 416.3244 | [5 empty] | 2874 | 416.88
2870 | 416.4 |  |  |  | 2870 | 416.4439 | [5 empty] | 2875 | 417
2871 | 416.52 |  |  |  | 2871 | 416.5633 | [5 empty] | 2876 | 417.12
2872 | 416.64 |  |  |  | 2872 | 416.6827 | [5 empty] | 2877 | 417.24
2873 | 416.76 |  |  |  | 2873 | 416.8021 | [5 empty] | 2878 | 417.36
2874 | 416.88 |  |  |  | 2874 | 416.9215 | [5 empty] | 2879 | 417.48
2875 | 417 |  |  |  | 2875 | 417.041 | [5 empty] | 2880 | 417.6
2876 | 417.12 |  |  |  | 2876 | 417.1604 | [5 empty] | 2881 | 417.72
2877 | 417.24 |  |  |  | 2877 | 417.2798 | [5 empty] | 2882 | 417.84
2878 | 417.36 |  |  |  | 2878 | 417.3992 | [5 empty] | 2883 | 417.96
2879 | 417.48 |  |  |  | 2879 | 417.5186 | [5 empty] | 2884 | 418.08
2880 | 417.6 |  |  |  | 2880 | 417.638 | [5 empty] | 2885 | 418.2
2881 | 417.72 |  |  |  | 2881 | 417.7575 | [5 empty] | 2886 | 418.32
2882 | 417.84 |  |  |  | 2882 | 417.8769 | [5 empty] | 2887 | 418.44
2883 | 417.96 |  |  |  | 2883 | 417.9963 | [5 empty] | 2888 | 418.56
2884 | 418.08 |  |  |  | 2884 | 418.1157 | [5 empty] | 2889 | 418.68
2885 | 418.2 |  |  |  | 2885 | 418.2351 | [5 empty] | 2890 | 418.8
2886 | 418.32 |  |  |  | 2886 | 418.3546 | [5 empty] | 2891 | 418.92
2887 | 418.44 |  |  |  | 2887 | 418.474 | [5 empty] | 2892 | 419.04
2888 | 418.56 |  |  |  | 2888 | 418.5934 | [5 empty] | 2893 | 419.16
2889 | 418.68 |  |  |  | 2889 | 418.7128 | [5 empty] | 2894 | 419.28
2890 | 418.8 |  |  |  | 2890 | 418.8322 | [5 empty] | 2895 | 419.4
2891 | 418.92 |  |  |  | 2891 | 418.9517 | [5 empty] | 2896 | 419.52
2892 | 419.04 |  |  |  | 2892 | 419.0711 | [5 empty] | 2897 | 419.64
2893 | 419.16 |  |  |  | 2893 | 419.1905 | [5 empty] | 2898 | 419.76
2894 | 419.28 |  |  |  | 2894 | 419.3099 | [5 empty] | 2899 | 419.88
2895 | 419.4 |  |  |  | 2895 | 419.4293 | [5 empty] | 2900 | 420
2896 | 419.52 |  |  |  | 2896 | 419.5487 | [5 empty] | 2901 | 420.12
2897 | 419.64 |  |  |  | 2897 | 419.6682 | [5 empty] | 2902 | 420.24
2898 | 419.76 |  |  |  | 2898 | 419.7876 | [5 empty] | 2903 | 420.36
2899 | 419.88 |  |  |  | 2899 | 419.907 | [5 empty] | 2904 | 420.48
2900 | 420 |  |  |  | 2900 | 420.0264 | [5 empty] | 2905 | 420.6
2901 | 420.12 |  |  |  | 2901 | 420.1458 | [5 empty] | 2906 | 420.72
2902 | 420.24 |  |  |  | 2902 | 420.2653 | [5 empty] | 2907 | 420.84
2903 | 420.36 |  |  |  | 2903 | 420.3847 | [5 empty] | 2908 | 420.96
2904 | 420.48 |  |  |  | 2904 | 420.5041 | [5 empty] | 2909 | 421.08
2905 | 420.6 |  |  |  | 2905 | 420.6235 | [5 empty] | 2910 | 421.2
2906 | 420.72 |  |  |  | 2906 | 420.7429 | [5 empty] | 2911 | 421.32
2907 | 420.84 |  |  |  | 2907 | 420.8624 | [5 empty] | 2912 | 421.44
2908 | 420.96 |  |  |  | 2908 | 420.9818 | [5 empty] | 2913 | 421.56
2909 | 421.08 |  |  |  | 2909 | 421.1012 | [5 empty] | 2914 | 421.68
2910 | 421.2 |  |  |  | 2910 | 421.2206 | [5 empty] | 2915 | 421.8
2911 | 421.32 |  |  |  | 2911 | 421.34 | [5 empty] | 2916 | 421.92
2912 | 421.44 |  |  |  | 2912 | 421.4594 | [5 empty] | 2917 | 422.04
2913 | 421.56 |  |  |  | 2913 | 421.5789 | [5 empty] | 2918 | 422.16
2914 | 421.68 |  |  |  | 2914 | 421.6983 | [5 empty] | 2919 | 422.28
2915 | 421.8 |  |  |  | 2915 | 421.8177 | [5 empty] | 2920 | 422.4
2916 | 421.92 |  |  |  | 2916 | 421.9371 | [5 empty] | 2921 | 422.52
2917 | 422.04 |  |  |  | 2917 | 422.0565 | [5 empty] | 2922 | 422.64
2918 | 422.16 |  |  |  | 2918 | 422.176 | [5 empty] | 2923 | 422.76
2919 | 422.28 |  |  |  | 2919 | 422.2954 | [5 empty] | 2924 | 422.88
2920 | 422.4 |  |  |  | 2920 | 422.4148 | [5 empty] | 2925 | 423
2921 | 422.52 |  |  |  | 2921 | 422.5342 | [5 empty] | 2926 | 423.12
2922 | 422.64 |  |  |  | 2922 | 422.6536 | [5 empty] | 2927 | 423.24
2923 | 422.76 |  |  |  | 2923 | 422.7731 | [5 empty] | 2928 | 423.36
2924 | 422.88 |  |  |  | 2924 | 422.8925 | [5 empty] | 2929 | 423.48
2925 | 423 |  |  |  | 2925 | 423.0119 | [5 empty] | 2930 | 423.6
2926 | 423.12 |  |  |  | 2926 | 423.1313 | [5 empty] | 2931 | 423.72
2927 | 423.24 |  |  |  | 2927 | 423.2507 | [5 empty] | 2932 | 423.84
2928 | 423.36 |  |  |  | 2928 | 423.3701 | [5 empty] | 2933 | 423.96
2929 | 423.48 |  |  |  | 2929 | 423.4896 | [5 empty] | 2934 | 424.08
2930 | 423.6 |  |  |  | 2930 | 423.609 | [5 empty] | 2935 | 424.2
2931 | 423.72 |  |  |  | 2931 | 423.7284 | [5 empty] | 2936 | 424.32
2932 | 423.84 |  |  |  | 2932 | 423.8478 | [5 empty] | 2937 | 424.44
2933 | 423.96 |  |  |  | 2933 | 423.9672 | [5 empty] | 2938 | 424.56
2934 | 424.08 |  |  |  | 2934 | 424.0867 | [5 empty] | 2939 | 424.68
2935 | 424.2 |  |  |  | 2935 | 424.2061 | [5 empty] | 2940 | 424.8
2936 | 424.32 |  |  |  | 2936 | 424.3255 | [5 empty] | 2941 | 424.92
2937 | 424.44 |  |  |  | 2937 | 424.4449 | [5 empty] | 2942 | 425.04
2938 | 424.56 |  |  |  | 2938 | 424.5643 | [5 empty] | 2943 | 425.16
2939 | 424.68 |  |  |  | 2939 | 424.6838 | [5 empty] | 2944 | 425.28
2940 | 424.8 |  |  |  | 2940 | 424.8032 | [5 empty] | 2945 | 425.4
2941 | 424.92 |  |  |  | 2941 | 424.9226 | [5 empty] | 2946 | 425.52
2942 | 425.04 |  |  |  | 2942 | 425.042 | [5 empty] | 2947 | 425.64
2943 | 425.16 |  |  |  | 2943 | 425.1614 | [5 empty] | 2948 | 425.76
2944 | 425.28 |  |  |  | 2944 | 425.2808 | [5 empty] | 2949 | 425.88
2945 | 425.4 |  |  |  | 2945 | 425.4003 | [5 empty] | 2950 | 426
2946 | 425.52 |  |  |  | 2946 | 425.5197 | [5 empty] | 2951 | 426.12
2947 | 425.64 |  |  |  | 2947 | 425.6391 | [5 empty] | 2952 | 426.24
2948 | 425.76 |  |  |  | 2948 | 425.7585 | [5 empty] | 2953 | 426.36
2949 | 425.88 |  |  |  | 2949 | 425.8779 | [5 empty] | 2954 | 426.48
2950 | 426 |  |  |  | 2950 | 425.9974 | [5 empty] | 2955 | 426.6
2951 | 426.12 |  |  |  | 2951 | 426.1168 | [5 empty] | 2956 | 426.72
2952 | 426.24 |  |  |  | 2952 | 426.2362 | [5 empty] | 2957 | 426.84
2953 | 426.36 |  |  |  | 2953 | 426.3556 | [5 empty] | 2958 | 426.96
2954 | 426.48 |  |  |  | 2954 | 426.475 | [5 empty] | 2959 | 427.08
2955 | 426.6 |  |  |  | 2955 | 426.5945 | [5 empty] | 2960 | 427.2
2956 | 426.72 |  |  |  | 2956 | 426.7139 | [5 empty] | 2961 | 427.32
2957 | 426.84 |  |  |  | 2957 | 426.8333 | [5 empty] | 2962 | 427.44
2958 | 426.96 |  |  |  | 2958 | 426.9527 | [5 empty] | 2963 | 427.56
2959 | 427.08 |  |  |  | 2959 | 427.0721 | [5 empty] | 2964 | 427.68
2960 | 427.2 |  |  |  | 2960 | 427.1915 | [5 empty] | 2965 | 427.8
2961 | 427.32 |  |  |  | 2961 | 427.311 | [5 empty] | 2966 | 427.92
2962 | 427.44 |  |  |  | 2962 | 427.4304 | [5 empty] | 2967 | 428.04
2963 | 427.56 |  |  |  | 2963 | 427.5498 | [5 empty] | 2968 | 428.16
2964 | 427.68 |  |  |  | 2964 | 427.6692 | [5 empty] | 2969 | 428.28
2965 | 427.8 |  |  |  | 2965 | 427.7886 | [5 empty] | 2970 | 428.4
2966 | 427.92 |  |  |  | 2966 | 427.9081 | [5 empty] | 2971 | 428.52
2967 | 428.04 |  |  |  | 2967 | 428.0275 | [5 empty] | 2972 | 428.64
2968 | 428.16 |  |  |  | 2968 | 428.1469 | [5 empty] | 2973 | 428.76
2969 | 428.28 |  |  |  | 2969 | 428.2663 | [5 empty] | 2974 | 428.88
2970 | 428.4 |  |  |  | 2970 | 428.3857 | [5 empty] | 2975 | 429
2971 | 428.52 |  |  |  | 2971 | 428.5052 | [5 empty] | 2976 | 429.12
2972 | 428.64 |  |  |  | 2972 | 428.6246 | [5 empty] | 2977 | 429.24
2973 | 428.76 |  |  |  | 2973 | 428.744 | [5 empty] | 2978 | 429.36
2974 | 428.88 |  |  |  | 2974 | 428.8634 | [5 empty] | 2979 | 429.48
2975 | 429 |  |  |  | 2975 | 428.9828 | [5 empty] | 2980 | 429.6
2976 | 429.12 |  |  |  | 2976 | 429.1022 | [5 empty] | 2981 | 429.72
2977 | 429.24 |  |  |  | 2977 | 429.2217 | [5 empty] | 2982 | 429.84
2978 | 429.36 |  |  |  | 2978 | 429.3411 | [5 empty] | 2983 | 429.96
2979 | 429.48 |  |  |  | 2979 | 429.4605 | [5 empty] | 2984 | 430.08
2980 | 429.6 |  |  |  | 2980 | 429.5799 | [5 empty] | 2985 | 430.2
2981 | 429.72 |  |  |  | 2981 | 429.6993 | [5 empty] | 2986 | 430.32
2982 | 429.84 |  |  |  | 2982 | 429.8188 | [5 empty] | 2987 | 430.44
2983 | 429.96 |  |  |  | 2983 | 429.9382 | [5 empty] | 2988 | 430.56
2984 | 430.08 |  |  |  | 2984 | 430.0576 | [5 empty] | 2989 | 430.68
2985 | 430.2 |  |  |  | 2985 | 430.177 | [5 empty] | 2990 | 430.8
2986 | 430.32 |  |  |  | 2986 | 430.2964 | [5 empty] | 2991 | 430.92
2987 | 430.44 |  |  |  | 2987 | 430.4159 | [5 empty] | 2992 | 431.04
2988 | 430.56 |  |  |  | 2988 | 430.5353 | [5 empty] | 2993 | 431.16
2989 | 430.68 |  |  |  | 2989 | 430.6547 | [5 empty] | 2994 | 431.28
2990 | 430.8 |  |  |  | 2990 | 430.7741 | [5 empty] | 2995 | 431.4
2991 | 430.92 |  |  |  | 2991 | 430.8935 | [5 empty] | 2996 | 431.52
2992 | 431.04 |  |  |  | 2992 | 431.0129 | [5 empty] | 2997 | 431.64
2993 | 431.16 |  |  |  | 2993 | 431.1324 | [5 empty] | 2998 | 431.76
2994 | 431.28 |  |  |  | 2994 | 431.2518 | [5 empty] | 2999 | 431.88
2995 | 431.4 |  |  |  | 2995 | 431.3712 | [5 empty] | 3000 | 432
2996 | 431.52 |  |  |  | 2996 | 431.4906 | [5 empty] | 3001 | 432.093
2997 | 431.64 |  |  |  | 2997 | 431.61 | [5 empty] | 3002 | 432.186
2998 | 431.76 |  |  |  | 2998 | 431.7295 | [5 empty] | 3003 | 432.279
2999 | 431.88 |  |  |  | 2999 | 431.8489 | [5 empty] | 3004 | 432.372
3000 | 432 |  |  |  | 3000 | 431.9683 | [5 empty] | 3005 | 432.465
3001 | 432.093 |  |  |  | 3001 | 432.0613 | [5 empty] | 3006 | 432.558
3002 | 432.186 |  |  |  | 3002 | 432.1543 | [5 empty] | 3007 | 432.651
3003 | 432.279 |  |  |  | 3003 | 432.2473 | [5 empty] | 3008 | 432.744
3004 | 432.372 |  |  |  | 3004 | 432.3403 | [5 empty] | 3009 | 432.837
3005 | 432.465 |  |  |  | 3005 | 432.4333 | [5 empty] | 3010 | 432.93
3006 | 432.558 |  |  |  | 3006 | 432.5263 | [5 empty] | 3011 | 433.023
3007 | 432.651 |  |  |  | 3007 | 432.6193 | [5 empty] | 3012 | 433.116
3008 | 432.744 |  |  |  | 3008 | 432.7123 | [5 empty] | 3013 | 433.209
3009 | 432.837 |  |  |  | 3009 | 432.8053 | [5 empty] | 3014 | 433.302
3010 | 432.93 |  |  |  | 3010 | 432.8983 | [5 empty] | 3015 | 433.395
3011 | 433.023 |  |  |  | 3011 | 432.9913 | [5 empty] | 3016 | 433.488
3012 | 433.116 |  |  |  | 3012 | 433.0843 | [5 empty] | 3017 | 433.581
3013 | 433.209 |  |  |  | 3013 | 433.1773 | [5 empty] | 3018 | 433.674
3014 | 433.302 |  |  |  | 3014 | 433.2703 | [5 empty] | 3019 | 433.767
3015 | 433.395 |  |  |  | 3015 | 433.3633 | [5 empty] | 3020 | 433.86
3016 | 433.488 |  |  |  | 3016 | 433.4563 | [5 empty] | 3021 | 433.953
3017 | 433.581 |  |  |  | 3017 | 433.5493 | [5 empty] | 3022 | 434.046
3018 | 433.674 |  |  |  | 3018 | 433.6423 | [5 empty] | 3023 | 434.139
3019 | 433.767 |  |  |  | 3019 | 433.7353 | [5 empty] | 3024 | 434.232
3020 | 433.86 |  |  |  | 3020 | 433.8283 | [5 empty] | 3025 | 434.325
3021 | 433.953 |  |  |  | 3021 | 433.9213 | [5 empty] | 3026 | 434.418
3022 | 434.046 |  |  |  | 3022 | 434.0143 | [5 empty] | 3027 | 434.511
3023 | 434.139 |  |  |  | 3023 | 434.1073 | [5 empty] | 3028 | 434.604
3024 | 434.232 |  |  |  | 3024 | 434.2003 | [5 empty] | 3029 | 434.697
3025 | 434.325 |  |  |  | 3025 | 434.2933 | [5 empty] | 3030 | 434.79
3026 | 434.418 |  |  |  | 3026 | 434.3863 | [5 empty] | 3031 | 434.883
3027 | 434.511 |  |  |  | 3027 | 434.4793 | [5 empty] | 3032 | 434.976
3028 | 434.604 |  |  |  | 3028 | 434.5723 | [5 empty] | 3033 | 435.069
3029 | 434.697 |  |  |  | 3029 | 434.6653 | [5 empty] | 3034 | 435.162
3030 | 434.79 |  |  |  | 3030 | 434.7583 | [5 empty] | 3035 | 435.255
3031 | 434.883 |  |  |  | 3031 | 434.8513 | [5 empty] | 3036 | 435.348
3032 | 434.976 |  |  |  | 3032 | 434.9443 | [5 empty] | 3037 | 435.441
3033 | 435.069 |  |  |  | 3033 | 435.0373 | [5 empty] | 3038 | 435.534
3034 | 435.162 |  |  |  | 3034 | 435.1303 | [5 empty] | 3039 | 435.627
3035 | 435.255 |  |  |  | 3035 | 435.2232 | [5 empty] | 3040 | 435.72
3036 | 435.348 |  |  |  | 3036 | 435.3162 | [5 empty] | 3041 | 435.813
3037 | 435.441 |  |  |  | 3037 | 435.4092 | [5 empty] | 3042 | 435.906
3038 | 435.534 |  |  |  | 3038 | 435.5022 | [5 empty] | 3043 | 435.999
3039 | 435.627 |  |  |  | 3039 | 435.5952 | [5 empty] | 3044 | 436.092
3040 | 435.72 |  |  |  | 3040 | 435.6882 | [5 empty] | 3045 | 436.185
3041 | 435.813 |  |  |  | 3041 | 435.7812 | [5 empty] | 3046 | 436.278
3042 | 435.906 |  |  |  | 3042 | 435.8742 | [5 empty] | 3047 | 436.371
3043 | 435.999 |  |  |  | 3043 | 435.9672 | [5 empty] | 3048 | 436.464
3044 | 436.092 |  |  |  | 3044 | 436.0602 | [5 empty] | 3049 | 436.557
3045 | 436.185 |  |  |  | 3045 | 436.1532 | [5 empty] | 3050 | 436.65
3046 | 436.278 |  |  |  | 3046 | 436.2462 | [5 empty] | 3051 | 436.743
3047 | 436.371 |  |  |  | 3047 | 436.3392 | [5 empty] | 3052 | 436.836
3048 | 436.464 |  |  |  | 3048 | 436.4322 | [5 empty] | 3053 | 436.929
3049 | 436.557 |  |  |  | 3049 | 436.5252 | [5 empty] | 3054 | 437.022
3050 | 436.65 |  |  |  | 3050 | 436.6182 | [5 empty] | 3055 | 437.115
3051 | 436.743 |  |  |  | 3051 | 436.7112 | [5 empty] | 3056 | 437.208
3052 | 436.836 |  |  |  | 3052 | 436.8042 | [5 empty] | 3057 | 437.301
3053 | 436.929 |  |  |  | 3053 | 436.8972 | [5 empty] | 3058 | 437.394
3054 | 437.022 |  |  |  | 3054 | 436.9902 | [5 empty] | 3059 | 437.487
3055 | 437.115 |  |  |  | 3055 | 437.0832 | [5 empty] | 3060 | 437.58
3056 | 437.208 |  |  |  | 3056 | 437.1762 | [5 empty] | 3061 | 437.673
3057 | 437.301 |  |  |  | 3057 | 437.2692 | [5 empty] | 3062 | 437.766
3058 | 437.394 |  |  |  | 3058 | 437.3622 | [5 empty] | 3063 | 437.859
3059 | 437.487 |  |  |  | 3059 | 437.4552 | [5 empty] | 3064 | 437.952
3060 | 437.58 |  |  |  | 3060 | 437.5482 | [5 empty] | 3065 | 438.045
3061 | 437.673 |  |  |  | 3061 | 437.6412 | [5 empty] | 3066 | 438.138
3062 | 437.766 |  |  |  | 3062 | 437.7342 | [5 empty] | 3067 | 438.231
3063 | 437.859 |  |  |  | 3063 | 437.8272 | [5 empty] | 3068 | 438.324
3064 | 437.952 |  |  |  | 3064 | 437.9202 | [5 empty] | 3069 | 438.417
3065 | 438.045 |  |  |  | 3065 | 438.0132 | [5 empty] | 3070 | 438.51
3066 | 438.138 |  |  |  | 3066 | 438.1062 | [5 empty] | 3071 | 438.603
3067 | 438.231 |  |  |  | 3067 | 438.1992 | [5 empty] | 3072 | 438.696
3068 | 438.324 |  |  |  | 3068 | 438.2922 | [5 empty] | 3073 | 438.789
3069 | 438.417 |  |  |  | 3069 | 438.3852 | [5 empty] | 3074 | 438.882
3070 | 438.51 |  |  |  | 3070 | 438.4782 | [5 empty] | 3075 | 438.975
3071 | 438.603 |  |  |  | 3071 | 438.5712 | [5 empty] | 3076 | 439.068
3072 | 438.696 |  |  |  | 3072 | 438.6642 | [5 empty] | 3077 | 439.161
3073 | 438.789 |  |  |  | 3073 | 438.7572 | [5 empty] | 3078 | 439.254
3074 | 438.882 |  |  |  | 3074 | 438.8502 | [5 empty] | 3079 | 439.347
3075 | 438.975 |  |  |  | 3075 | 438.9432 | [5 empty] | 3080 | 439.44
3076 | 439.068 |  |  |  | 3076 | 439.0362 | [5 empty] | 3081 | 439.533
3077 | 439.161 |  |  |  | 3077 | 439.1292 | [5 empty] | 3082 | 439.626
3078 | 439.254 |  |  |  | 3078 | 439.2222 | [5 empty] | 3083 | 439.719
3079 | 439.347 |  |  |  | 3079 | 439.3152 | [5 empty] | 3084 | 439.812
3080 | 439.44 |  |  |  | 3080 | 439.4082 | [5 empty] | 3085 | 439.905
3081 | 439.533 |  |  |  | 3081 | 439.5012 | [5 empty] | 3086 | 439.998
3082 | 439.626 |  |  |  | 3082 | 439.5942 | [5 empty] | 3087 | 440.091
3083 | 439.719 |  |  |  | 3083 | 439.6872 | [5 empty] | 3088 | 440.184
3084 | 439.812 |  |  |  | 3084 | 439.7802 | [5 empty] | 3089 | 440.277
3085 | 439.905 |  |  |  | 3085 | 439.8732 | [5 empty] | 3090 | 440.37
3086 | 439.998 |  |  |  | 3086 | 439.9662 | [5 empty] | 3091 | 440.463
3087 | 440.091 |  |  |  | 3087 | 440.0592 | [5 empty] | 3092 | 440.556
3088 | 440.184 |  |  |  | 3088 | 440.1522 | [5 empty] | 3093 | 440.649
3089 | 440.277 |  |  |  | 3089 | 440.2452 | [5 empty] | 3094 | 440.742
3090 | 440.37 |  |  |  | 3090 | 440.3382 | [5 empty] | 3095 | 440.835
3091 | 440.463 |  |  |  | 3091 | 440.4312 | [5 empty] | 3096 | 440.928
3092 | 440.556 |  |  |  | 3092 | 440.5242 | [5 empty] | 3097 | 441.021
3093 | 440.649 |  |  |  | 3093 | 440.6172 | [5 empty] | 3098 | 441.114
3094 | 440.742 |  |  |  | 3094 | 440.7102 | [5 empty] | 3099 | 441.207
3095 | 440.835 |  |  |  | 3095 | 440.8032 | [5 empty] | 3100 | 441.3
3096 | 440.928 |  |  |  | 3096 | 440.8962 | [5 empty] | 3101 | 441.393
3097 | 441.021 |  |  |  | 3097 | 440.9892 | [5 empty] | 3102 | 441.486
3098 | 441.114 |  |  |  | 3098 | 441.0822 | [5 empty] | 3103 | 441.579
3099 | 441.207 |  |  |  | 3099 | 441.1752 | [5 empty] | 3104 | 441.672
3100 | 441.3 |  |  |  | 3100 | 441.2682 | [5 empty] | 3105 | 441.765
3101 | 441.393 |  |  |  | 3101 | 441.3612 | [5 empty] | 3106 | 441.858
3102 | 441.486 |  |  |  | 3102 | 441.4542 | [5 empty] | 3107 | 441.951
3103 | 441.579 |  |  |  | 3103 | 441.5472 | [5 empty] | 3108 | 442.044
3104 | 441.672 |  |  |  | 3104 | 441.6402 | [5 empty] | 3109 | 442.137
3105 | 441.765 |  |  |  | 3105 | 441.7332 | [5 empty] | 3110 | 442.23
3106 | 441.858 |  |  |  | 3106 | 441.8262 | [5 empty] | 3111 | 442.323
3107 | 441.951 |  |  |  | 3107 | 441.9192 | [5 empty] | 3112 | 442.416
3108 | 442.044 |  |  |  | 3108 | 442.0122 | [5 empty] | 3113 | 442.509
3109 | 442.137 |  |  |  | 3109 | 442.1052 | [5 empty] | 3114 | 442.602
3110 | 442.23 |  |  |  | 3110 | 442.1982 | [5 empty] | 3115 | 442.695
3111 | 442.323 |  |  |  | 3111 | 442.2911 | [5 empty] | 3116 | 442.788
3112 | 442.416 |  |  |  | 3112 | 442.3841 | [5 empty] | 3117 | 442.881
3113 | 442.509 |  |  |  | 3113 | 442.4771 | [5 empty] | 3118 | 442.974
3114 | 442.602 |  |  |  | 3114 | 442.5701 | [5 empty] | 3119 | 443.067
3115 | 442.695 |  |  |  | 3115 | 442.6631 | [5 empty] | 3120 | 443.16
3116 | 442.788 |  |  |  | 3116 | 442.7561 | [5 empty] | 3121 | 443.253
3117 | 442.881 |  |  |  | 3117 | 442.8491 | [5 empty] | 3122 | 443.346
3118 | 442.974 |  |  |  | 3118 | 442.9421 | [5 empty] | 3123 | 443.439
3119 | 443.067 |  |  |  | 3119 | 443.0351 | [5 empty] | 3124 | 443.532
3120 | 443.16 |  |  |  | 3120 | 443.1281 | [5 empty] | 3125 | 443.625
3121 | 443.253 |  |  |  | 3121 | 443.2211 | [5 empty] | 3126 | 443.718
3122 | 443.346 |  |  |  | 3122 | 443.3141 | [5 empty] | 3127 | 443.811
3123 | 443.439 |  |  |  | 3123 | 443.4071 | [5 empty] | 3128 | 443.904
3124 | 443.532 |  |  |  | 3124 | 443.5001 | [5 empty] | 3129 | 443.997
3125 | 443.625 |  |  |  | 3125 | 443.5931 | [5 empty] | 3130 | 444.09
3126 | 443.718 |  |  |  | 3126 | 443.6861 | [5 empty] | 3131 | 444.183
3127 | 443.811 |  |  |  | 3127 | 443.7791 | [5 empty] | 3132 | 444.276
3128 | 443.904 |  |  |  | 3128 | 443.8721 | [5 empty] | 3133 | 444.369
3129 | 443.997 |  |  |  | 3129 | 443.9651 | [5 empty] | 3134 | 444.462
3130 | 444.09 |  |  |  | 3130 | 444.0581 | [5 empty] | 3135 | 444.555
3131 | 444.183 |  |  |  | 3131 | 444.1511 | [5 empty] | 3136 | 444.648
3132 | 444.276 |  |  |  | 3132 | 444.2441 | [5 empty] | 3137 | 444.741
3133 | 444.369 |  |  |  | 3133 | 444.3371 | [5 empty] | 3138 | 444.834
3134 | 444.462 |  |  |  | 3134 | 444.4301 | [5 empty] | 3139 | 444.927
3135 | 444.555 |  |  |  | 3135 | 444.5231 | [5 empty] | 3140 | 445.02
3136 | 444.648 |  |  |  | 3136 | 444.6161 | [5 empty] | 3141 | 445.113
3137 | 444.741 |  |  |  | 3137 | 444.7091 | [5 empty] | 3142 | 445.206
3138 | 444.834 |  |  |  | 3138 | 444.8021 | [5 empty] | 3143 | 445.299
3139 | 444.927 |  |  |  | 3139 | 444.8951 | [5 empty] | 3144 | 445.392
3140 | 445.02 |  |  |  | 3140 | 444.9881 | [5 empty] | 3145 | 445.485
3141 | 445.113 |  |  |  | 3141 | 445.0811 | [5 empty] | 3146 | 445.578
3142 | 445.206 |  |  |  | 3142 | 445.1741 | [5 empty] | 3147 | 445.671
3143 | 445.299 |  |  |  | 3143 | 445.2671 | [5 empty] | 3148 | 445.764
3144 | 445.392 |  |  |  | 3144 | 445.3601 | [5 empty] | 3149 | 445.857
3145 | 445.485 |  |  |  | 3145 | 445.4531 | [5 empty] | 3150 | 445.95
3146 | 445.578 |  |  |  | 3146 | 445.5461 | [5 empty] | 3151 | 446.043
3147 | 445.671 |  |  |  | 3147 | 445.6391 | [5 empty] | 3152 | 446.136
3148 | 445.764 |  |  |  | 3148 | 445.7321 | [5 empty] | 3153 | 446.229
3149 | 445.857 |  |  |  | 3149 | 445.8251 | [5 empty] | 3154 | 446.322
3150 | 445.95 |  |  |  | 3150 | 445.9181 | [5 empty] | 3155 | 446.415
3151 | 446.043 |  |  |  | 3151 | 446.0111 | [5 empty] | 3156 | 446.508
3152 | 446.136 |  |  |  | 3152 | 446.1041 | [5 empty] | 3157 | 446.601
3153 | 446.229 |  |  |  | 3153 | 446.1971 | [5 empty] | 3158 | 446.694
3154 | 446.322 |  |  |  | 3154 | 446.2901 | [5 empty] | 3159 | 446.787
3155 | 446.415 |  |  |  | 3155 | 446.3831 | [5 empty] | 3160 | 446.88
3156 | 446.508 |  |  |  | 3156 | 446.4761 | [5 empty] | 3161 | 446.973
3157 | 446.601 |  |  |  | 3157 | 446.5691 | [5 empty] | 3162 | 447.066
3158 | 446.694 |  |  |  | 3158 | 446.6621 | [5 empty] | 3163 | 447.159
3159 | 446.787 |  |  |  | 3159 | 446.7551 | [5 empty] | 3164 | 447.252
3160 | 446.88 |  |  |  | 3160 | 446.8481 | [5 empty] | 3165 | 447.345
3161 | 446.973 |  |  |  | 3161 | 446.9411 | [5 empty] | 3166 | 447.438
3162 | 447.066 |  |  |  | 3162 | 447.0341 | [5 empty] | 3167 | 447.531
3163 | 447.159 |  |  |  | 3163 | 447.1271 | [5 empty] | 3168 | 447.624
3164 | 447.252 |  |  |  | 3164 | 447.2201 | [5 empty] | 3169 | 447.717
3165 | 447.345 |  |  |  | 3165 | 447.3131 | [5 empty] | 3170 | 447.81
3166 | 447.438 |  |  |  | 3166 | 447.4061 | [5 empty] | 3171 | 447.903
3167 | 447.531 |  |  |  | 3167 | 447.4991 | [5 empty] | 3172 | 447.996
3168 | 447.624 |  |  |  | 3168 | 447.5921 | [5 empty] | 3173 | 448.089
3169 | 447.717 |  |  |  | 3169 | 447.6851 | [5 empty] | 3174 | 448.182
3170 | 447.81 |  |  |  | 3170 | 447.7781 | [5 empty] | 3175 | 448.275
3171 | 447.903 |  |  |  | 3171 | 447.8711 | [5 empty] | 3176 | 448.368
3172 | 447.996 |  |  |  | 3172 | 447.9641 | [5 empty] | 3177 | 448.461
3173 | 448.089 |  |  |  | 3173 | 448.0571 | [5 empty] | 3178 | 448.554
3174 | 448.182 |  |  |  | 3174 | 448.1501 | [5 empty] | 3179 | 448.647
3175 | 448.275 |  |  |  | 3175 | 448.2431 | [5 empty] | 3180 | 448.74
3176 | 448.368 |  |  |  | 3176 | 448.3361 | [5 empty] | 3181 | 448.833
3177 | 448.461 |  |  |  | 3177 | 448.4291 | [5 empty] | 3182 | 448.926
3178 | 448.554 |  |  |  | 3178 | 448.5221 | [5 empty] | 3183 | 449.019
3179 | 448.647 |  |  |  | 3179 | 448.6151 | [5 empty] | 3184 | 449.112
3180 | 448.74 |  |  |  | 3180 | 448.7081 | [5 empty] | 3185 | 449.205
3181 | 448.833 |  |  |  | 3181 | 448.8011 | [5 empty] | 3186 | 449.298
3182 | 448.926 |  |  |  | 3182 | 448.8941 | [5 empty] | 3187 | 449.391
3183 | 449.019 |  |  |  | 3183 | 448.9871 | [5 empty] | 3188 | 449.484
3184 | 449.112 |  |  |  | 3184 | 449.0801 | [5 empty] | 3189 | 449.577
3185 | 449.205 |  |  |  | 3185 | 449.1731 | [5 empty] | 3190 | 449.67
3186 | 449.298 |  |  |  | 3186 | 449.2661 | [5 empty] | 3191 | 449.763
3187 | 449.391 |  |  |  | 3187 | 449.359 | [5 empty] | 3192 | 449.856
3188 | 449.484 |  |  |  | 3188 | 449.452 | [5 empty] | 3193 | 449.949
3189 | 449.577 |  |  |  | 3189 | 449.545 | [5 empty] | 3194 | 450.042
3190 | 449.67 |  |  |  | 3190 | 449.638 | [5 empty] | 3195 | 450.135
3191 | 449.763 |  |  |  | 3191 | 449.731 | [5 empty] | 3196 | 450.228
3192 | 449.856 |  |  |  | 3192 | 449.824 | [5 empty] | 3197 | 450.321
3193 | 449.949 |  |  |  | 3193 | 449.917 | [5 empty] | 3198 | 450.414
3194 | 450.042 |  |  |  | 3194 | 450.01 | [5 empty] | 3199 | 450.507
3195 | 450.135 |  |  |  | 3195 | 450.103 | [5 empty] | 3200 | 450.6
3196 | 450.228 |  |  |  | 3196 | 450.196 | [5 empty] | 3201 | 450.693
3197 | 450.321 |  |  |  | 3197 | 450.289 | [5 empty] | 3202 | 450.786
3198 | 450.414 |  |  |  | 3198 | 450.382 | [5 empty] | 3203 | 450.879
3199 | 450.507 |  |  |  | 3199 | 450.475 | [5 empty] | 3204 | 450.972
3200 | 450.6 |  |  |  | 3200 | 450.568 | [5 empty] | 3205 | 451.065
3201 | 450.693 |  |  |  | 3201 | 450.661 | [5 empty] | 3206 | 451.158
3202 | 450.786 |  |  |  | 3202 | 450.754 | [5 empty] | 3207 | 451.251
3203 | 450.879 |  |  |  | 3203 | 450.847 | [5 empty] | 3208 | 451.344
3204 | 450.972 |  |  |  | 3204 | 450.94 | [5 empty] | 3209 | 451.437
3205 | 451.065 |  |  |  | 3205 | 451.033 | [5 empty] | 3210 | 451.53
3206 | 451.158 |  |  |  | 3206 | 451.126 | [5 empty] | 3211 | 451.623
3207 | 451.251 |  |  |  | 3207 | 451.219 | [5 empty] | 3212 | 451.716
3208 | 451.344 |  |  |  | 3208 | 451.312 | [5 empty] | 3213 | 451.809
3209 | 451.437 |  |  |  | 3209 | 451.405 | [5 empty] | 3214 | 451.902
3210 | 451.53 |  |  |  | 3210 | 451.498 | [5 empty] | 3215 | 451.995
3211 | 451.623 |  |  |  | 3211 | 451.591 | [5 empty] | 3216 | 452.088
3212 | 451.716 |  |  |  | 3212 | 451.684 | [5 empty] | 3217 | 452.181
3213 | 451.809 |  |  |  | 3213 | 451.777 | [5 empty] | 3218 | 452.274
3214 | 451.902 |  |  |  | 3214 | 451.87 | [5 empty] | 3219 | 452.367
3215 | 451.995 |  |  |  | 3215 | 451.963 | [5 empty] | 3220 | 452.46
3216 | 452.088 |  |  |  | 3216 | 452.056 | [5 empty] | 3221 | 452.553
3217 | 452.181 |  |  |  | 3217 | 452.149 | [5 empty] | 3222 | 452.646
3218 | 452.274 |  |  |  | 3218 | 452.242 | [5 empty] | 3223 | 452.739
3219 | 452.367 |  |  |  | 3219 | 452.335 | [5 empty] | 3224 | 452.832
3220 | 452.46 |  |  |  | 3220 | 452.428 | [5 empty] | 3225 | 452.925
3221 | 452.553 |  |  |  | 3221 | 452.521 | [5 empty] | 3226 | 453.018
3222 | 452.646 |  |  |  | 3222 | 452.614 | [5 empty] | 3227 | 453.111
3223 | 452.739 |  |  |  | 3223 | 452.707 | [5 empty] | 3228 | 453.204
3224 | 452.832 |  |  |  | 3224 | 452.8 | [5 empty] | 3229 | 453.297
3225 | 452.925 |  |  |  | 3225 | 452.893 | [5 empty] | 3230 | 453.39
3226 | 453.018 |  |  |  | 3226 | 452.986 | [5 empty] | 3231 | 453.483
3227 | 453.111 |  |  |  | 3227 | 453.079 | [5 empty] | 3232 | 453.576
3228 | 453.204 |  |  |  | 3228 | 453.172 | [5 empty] | 3233 | 453.669
3229 | 453.297 |  |  |  | 3229 | 453.265 | [5 empty] | 3234 | 453.762
3230 | 453.39 |  |  |  | 3230 | 453.358 | [5 empty] | 3235 | 453.855
3231 | 453.483 |  |  |  | 3231 | 453.451 | [5 empty] | 3236 | 453.948
3232 | 453.576 |  |  |  | 3232 | 453.544 | [5 empty] | 3237 | 454.041
3233 | 453.669 |  |  |  | 3233 | 453.637 | [5 empty] | 3238 | 454.134
3234 | 453.762 |  |  |  | 3234 | 453.73 | [5 empty] | 3239 | 454.227
3235 | 453.855 |  |  |  | 3235 | 453.823 | [5 empty] | 3240 | 454.32
3236 | 453.948 |  |  |  | 3236 | 453.916 | [5 empty] | 3241 | 454.413
3237 | 454.041 |  |  |  | 3237 | 454.009 | [5 empty] | 3242 | 454.506
3238 | 454.134 |  |  |  | 3238 | 454.102 | [5 empty] | 3243 | 454.599
3239 | 454.227 |  |  |  | 3239 | 454.195 | [5 empty] | 3244 | 454.692
3240 | 454.32 |  |  |  | 3240 | 454.288 | [5 empty] | 3245 | 454.785
3241 | 454.413 |  |  |  | 3241 | 454.381 | [5 empty] | 3246 | 454.878
3242 | 454.506 |  |  |  | 3242 | 454.474 | [5 empty] | 3247 | 454.971
3243 | 454.599 |  |  |  | 3243 | 454.567 | [5 empty] | 3248 | 455.064
3244 | 454.692 |  |  |  | 3244 | 454.66 | [5 empty] | 3249 | 455.157
3245 | 454.785 |  |  |  | 3245 | 454.753 | [5 empty] | 3250 | 455.25
3246 | 454.878 |  |  |  | 3246 | 454.846 | [5 empty] | 3251 | 455.343
3247 | 454.971 |  |  |  | 3247 | 454.939 | [5 empty] | 3252 | 455.436
3248 | 455.064 |  |  |  | 3248 | 455.032 | [5 empty] | 3253 | 455.529
3249 | 455.157 |  |  |  | 3249 | 455.125 | [5 empty] | 3254 | 455.622
3250 | 455.25 |  |  |  | 3250 | 455.218 | [5 empty] | 3255 | 455.715
3251 | 455.343 |  |  |  | 3251 | 455.311 | [5 empty] | 3256 | 455.808
3252 | 455.436 |  |  |  | 3252 | 455.404 | [5 empty] | 3257 | 455.901
3253 | 455.529 |  |  |  | 3253 | 455.497 | [5 empty] | 3258 | 455.994
3254 | 455.622 |  |  |  | 3254 | 455.59 | [5 empty] | 3259 | 456.087
3255 | 455.715 |  |  |  | 3255 | 455.683 | [5 empty] | 3260 | 456.18
3256 | 455.808 |  |  |  | 3256 | 455.776 | [5 empty] | 3261 | 456.273
3257 | 455.901 |  |  |  | 3257 | 455.869 | [5 empty] | 3262 | 456.366
3258 | 455.994 |  |  |  | 3258 | 455.962 | [5 empty] | 3263 | 456.459
3259 | 456.087 |  |  |  | 3259 | 456.055 | [5 empty] | 3264 | 456.552
3260 | 456.18 |  |  |  | 3260 | 456.148 | [5 empty] | 3265 | 456.645
3261 | 456.273 |  |  |  | 3261 | 456.241 | [5 empty] | 3266 | 456.738
3262 | 456.366 |  |  |  | 3262 | 456.3339 | [5 empty] | 3267 | 456.831
3263 | 456.459 |  |  |  | 3263 | 456.4269 | [5 empty] | 3268 | 456.924
3264 | 456.552 |  |  |  | 3264 | 456.5199 | [5 empty] | 3269 | 457.017
3265 | 456.645 |  |  |  | 3265 | 456.6129 | [5 empty] | 3270 | 457.11
3266 | 456.738 |  |  |  | 3266 | 456.7059 | [5 empty] | 3271 | 457.203
3267 | 456.831 |  |  |  | 3267 | 456.7989 | [5 empty] | 3272 | 457.296
3268 | 456.924 |  |  |  | 3268 | 456.8919 | [5 empty] | 3273 | 457.389
3269 | 457.017 |  |  |  | 3269 | 456.9849 | [5 empty] | 3274 | 457.482
3270 | 457.11 |  |  |  | 3270 | 457.0779 | [5 empty] | 3275 | 457.575
3271 | 457.203 |  |  |  | 3271 | 457.1709 | [5 empty] | 3276 | 457.668
3272 | 457.296 |  |  |  | 3272 | 457.2639 | [5 empty] | 3277 | 457.761
3273 | 457.389 |  |  |  | 3273 | 457.3569 | [5 empty] | 3278 | 457.854
3274 | 457.482 |  |  |  | 3274 | 457.4499 | [5 empty] | 3279 | 457.947
3275 | 457.575 |  |  |  | 3275 | 457.5429 | [5 empty] | 3280 | 458.04
3276 | 457.668 |  |  |  | 3276 | 457.6359 | [5 empty] | 3281 | 458.133
3277 | 457.761 |  |  |  | 3277 | 457.7289 | [5 empty] | 3282 | 458.226
3278 | 457.854 |  |  |  | 3278 | 457.8219 | [5 empty] | 3283 | 458.319
3279 | 457.947 |  |  |  | 3279 | 457.9149 | [5 empty] | 3284 | 458.412
3280 | 458.04 |  |  |  | 3280 | 458.0079 | [5 empty] | 3285 | 458.505
3281 | 458.133 |  |  |  | 3281 | 458.1009 | [5 empty] | 3286 | 458.598
3282 | 458.226 |  |  |  | 3282 | 458.1939 | [5 empty] | 3287 | 458.691
3283 | 458.319 |  |  |  | 3283 | 458.2869 | [5 empty] | 3288 | 458.784
3284 | 458.412 |  |  |  | 3284 | 458.3799 | [5 empty] | 3289 | 458.877
3285 | 458.505 |  |  |  | 3285 | 458.4729 | [5 empty] | 3290 | 458.97
3286 | 458.598 |  |  |  | 3286 | 458.5659 | [5 empty] | 3291 | 459.063
3287 | 458.691 |  |  |  | 3287 | 458.6589 | [5 empty] | 3292 | 459.156
3288 | 458.784 |  |  |  | 3288 | 458.7519 | [5 empty] | 3293 | 459.249
3289 | 458.877 |  |  |  | 3289 | 458.8449 | [5 empty] | 3294 | 459.342
3290 | 458.97 |  |  |  | 3290 | 458.9379 | [5 empty] | 3295 | 459.435
3291 | 459.063 |  |  |  | 3291 | 459.0309 | [5 empty] | 3296 | 459.528
3292 | 459.156 |  |  |  | 3292 | 459.1239 | [5 empty] | 3297 | 459.621
3293 | 459.249 |  |  |  | 3293 | 459.2169 | [5 empty] | 3298 | 459.714
3294 | 459.342 |  |  |  | 3294 | 459.3099 | [5 empty] | 3299 | 459.807
3295 | 459.435 |  |  |  | 3295 | 459.4029 | [5 empty] | 3300 | 459.9
3296 | 459.528 |  |  |  | 3296 | 459.4959 | [5 empty] | 3301 | 459.993
3297 | 459.621 |  |  |  | 3297 | 459.5889 | [5 empty] | 3302 | 460.086
3298 | 459.714 |  |  |  | 3298 | 459.6819 | [5 empty] | 3303 | 460.179
3299 | 459.807 |  |  |  | 3299 | 459.7749 | [5 empty] | 3304 | 460.272
3300 | 459.9 |  |  |  | 3300 | 459.8679 | [5 empty] | 3305 | 460.365
3301 | 459.993 |  |  |  | 3301 | 459.9609 | [5 empty] | 3306 | 460.458
3302 | 460.086 |  |  |  | 3302 | 460.0539 | [5 empty] | 3307 | 460.551
3303 | 460.179 |  |  |  | 3303 | 460.1469 | [5 empty] | 3308 | 460.644
3304 | 460.272 |  |  |  | 3304 | 460.2399 | [5 empty] | 3309 | 460.737
3305 | 460.365 |  |  |  | 3305 | 460.3329 | [5 empty] | 3310 | 460.83
3306 | 460.458 |  |  |  | 3306 | 460.4259 | [5 empty] | 3311 | 460.923
3307 | 460.551 |  |  |  | 3307 | 460.5189 | [5 empty] | 3312 | 461.016
3308 | 460.644 |  |  |  | 3308 | 460.6119 | [5 empty] | 3313 | 461.109
3309 | 460.737 |  |  |  | 3309 | 460.7049 | [5 empty] | 3314 | 461.202
3310 | 460.83 |  |  |  | 3310 | 460.7979 | [5 empty] | 3315 | 461.295
3311 | 460.923 |  |  |  | 3311 | 460.8909 | [5 empty] | 3316 | 461.388
3312 | 461.016 |  |  |  | 3312 | 460.9839 | [5 empty] | 3317 | 461.481
3313 | 461.109 |  |  |  | 3313 | 461.0769 | [5 empty] | 3318 | 461.574
3314 | 461.202 |  |  |  | 3314 | 461.1699 | [5 empty] | 3319 | 461.667
3315 | 461.295 |  |  |  | 3315 | 461.2629 | [5 empty] | 3320 | 461.76
3316 | 461.388 |  |  |  | 3316 | 461.3559 | [5 empty] | 3321 | 461.853
3317 | 461.481 |  |  |  | 3317 | 461.4489 | [5 empty] | 3322 | 461.946
3318 | 461.574 |  |  |  | 3318 | 461.5419 | [5 empty] | 3323 | 462.039
3319 | 461.667 |  |  |  | 3319 | 461.6349 | [5 empty] | 3324 | 462.132
3320 | 461.76 |  |  |  | 3320 | 461.7279 | [5 empty] | 3325 | 462.225
3321 | 461.853 |  |  |  | 3321 | 461.8209 | [5 empty] | 3326 | 462.318
3322 | 461.946 |  |  |  | 3322 | 461.9139 | [5 empty] | 3327 | 462.411
3323 | 462.039 |  |  |  | 3323 | 462.0069 | [5 empty] | 3328 | 462.504
3324 | 462.132 |  |  |  | 3324 | 462.0999 | [5 empty] | 3329 | 462.597
3325 | 462.225 |  |  |  | 3325 | 462.1929 | [5 empty] | 3330 | 462.69
3326 | 462.318 |  |  |  | 3326 | 462.2859 | [5 empty] | 3331 | 462.783
3327 | 462.411 |  |  |  | 3327 | 462.3789 | [5 empty] | 3332 | 462.876
3328 | 462.504 |  |  |  | 3328 | 462.4719 | [5 empty] | 3333 | 462.969
3329 | 462.597 |  |  |  | 3329 | 462.5649 | [5 empty] | 3334 | 463.062
3330 | 462.69 |  |  |  | 3330 | 462.6579 | [5 empty] | 3335 | 463.155
3331 | 462.783 |  |  |  | 3331 | 462.7509 | [5 empty] | 3336 | 463.248
3332 | 462.876 |  |  |  | 3332 | 462.8439 | [5 empty] | 3337 | 463.341
3333 | 462.969 |  |  |  | 3333 | 462.9369 | [5 empty] | 3338 | 463.434
3334 | 463.062 |  |  |  | 3334 | 463.0299 | [5 empty] | 3339 | 463.527
3335 | 463.155 |  |  |  | 3335 | 463.1229 | [5 empty] | 3340 | 463.62
3336 | 463.248 |  |  |  | 3336 | 463.2159 | [5 empty] | 3341 | 463.713
3337 | 463.341 |  |  |  | 3337 | 463.3089 | [5 empty] | 3342 | 463.806
3338 | 463.434 |  |  |  | 3338 | 463.4018 | [5 empty] | 3343 | 463.899
3339 | 463.527 |  |  |  | 3339 | 463.4948 | [5 empty] | 3344 | 463.992
3340 | 463.62 |  |  |  | 3340 | 463.5878 | [5 empty] | 3345 | 464.085
3341 | 463.713 |  |  |  | 3341 | 463.6808 | [5 empty] | 3346 | 464.178
3342 | 463.806 |  |  |  | 3342 | 463.7738 | [5 empty] | 3347 | 464.271
3343 | 463.899 |  |  |  | 3343 | 463.8668 | [5 empty] | 3348 | 464.364
3344 | 463.992 |  |  |  | 3344 | 463.9598 | [5 empty] | 3349 | 464.457
3345 | 464.085 |  |  |  | 3345 | 464.0528 | [5 empty] | 3350 | 464.55
3346 | 464.178 |  |  |  | 3346 | 464.1458 | [5 empty] | 3351 | 464.643
3347 | 464.271 |  |  |  | 3347 | 464.2388 | [5 empty] | 3352 | 464.736
3348 | 464.364 |  |  |  | 3348 | 464.3318 | [5 empty] | 3353 | 464.829
3349 | 464.457 |  |  |  | 3349 | 464.4248 | [5 empty] | 3354 | 464.922
3350 | 464.55 |  |  |  | 3350 | 464.5178 | [5 empty] | 3355 | 465.015
3351 | 464.643 |  |  |  | 3351 | 464.6108 | [5 empty] | 3356 | 465.108
3352 | 464.736 |  |  |  | 3352 | 464.7038 | [5 empty] | 3357 | 465.201
3353 | 464.829 |  |  |  | 3353 | 464.7968 | [5 empty] | 3358 | 465.294
3354 | 464.922 |  |  |  | 3354 | 464.8898 | [5 empty] | 3359 | 465.387
3355 | 465.015 |  |  |  | 3355 | 464.9828 | [5 empty] | 3360 | 465.48
3356 | 465.108 |  |  |  | 3356 | 465.0758 | [5 empty] | 3361 | 465.573
3357 | 465.201 |  |  |  | 3357 | 465.1688 | [5 empty] | 3362 | 465.666
3358 | 465.294 |  |  |  | 3358 | 465.2618 | [5 empty] | 3363 | 465.759
3359 | 465.387 |  |  |  | 3359 | 465.3548 | [5 empty] | 3364 | 465.852
3360 | 465.48 |  |  |  | 3360 | 465.4478 | [5 empty] | 3365 | 465.945
3361 | 465.573 |  |  |  | 3361 | 465.5408 | [5 empty] | 3366 | 466.038
3362 | 465.666 |  |  |  | 3362 | 465.6338 | [5 empty] | 3367 | 466.131
3363 | 465.759 |  |  |  | 3363 | 465.7268 | [5 empty] | 3368 | 466.224
3364 | 465.852 |  |  |  | 3364 | 465.8198 | [5 empty] | 3369 | 466.317
3365 | 465.945 |  |  |  | 3365 | 465.9128 | [5 empty] | 3370 | 466.41
3366 | 466.038 |  |  |  | 3366 | 466.0058 | [5 empty] | 3371 | 466.503
3367 | 466.131 |  |  |  | 3367 | 466.0988 | [5 empty] | 3372 | 466.596
3368 | 466.224 |  |  |  | 3368 | 466.1918 | [5 empty] | 3373 | 466.689
3369 | 466.317 |  |  |  | 3369 | 466.2848 | [5 empty] | 3374 | 466.782
3370 | 466.41 |  |  |  | 3370 | 466.3778 | [5 empty] | 3375 | 466.875
3371 | 466.503 |  |  |  | 3371 | 466.4708 | [5 empty] | 3376 | 466.968
3372 | 466.596 |  |  |  | 3372 | 466.5638 | [5 empty] | 3377 | 467.061
3373 | 466.689 |  |  |  | 3373 | 466.6568 | [5 empty] | 3378 | 467.154
3374 | 466.782 |  |  |  | 3374 | 466.7498 | [5 empty] | 3379 | 467.247
3375 | 466.875 |  |  |  | 3375 | 466.8428 | [5 empty] | 3380 | 467.34
3376 | 466.968 |  |  |  | 3376 | 466.9358 | [5 empty] | 3381 | 467.433
3377 | 467.061 |  |  |  | 3377 | 467.0288 | [5 empty] | 3382 | 467.526
3378 | 467.154 |  |  |  | 3378 | 467.1218 | [5 empty] | 3383 | 467.619
3379 | 467.247 |  |  |  | 3379 | 467.2148 | [5 empty] | 3384 | 467.712
3380 | 467.34 |  |  |  | 3380 | 467.3078 | [5 empty] | 3385 | 467.805
3381 | 467.433 |  |  |  | 3381 | 467.4008 | [5 empty] | 3386 | 467.898
3382 | 467.526 |  |  |  | 3382 | 467.4938 | [5 empty] | 3387 | 467.991
3383 | 467.619 |  |  |  | 3383 | 467.5868 | [5 empty] | 3388 | 468.084
3384 | 467.712 |  |  |  | 3384 | 467.6798 | [5 empty] | 3389 | 468.177
3385 | 467.805 |  |  |  | 3385 | 467.7728 | [5 empty] | 3390 | 468.27
3386 | 467.898 |  |  |  | 3386 | 467.8658 | [5 empty] | 3391 | 468.363
3387 | 467.991 |  |  |  | 3387 | 467.9588 | [5 empty] | 3392 | 468.456
3388 | 468.084 |  |  |  | 3388 | 468.0518 | [5 empty] | 3393 | 468.549
3389 | 468.177 |  |  |  | 3389 | 468.1448 | [5 empty] | 3394 | 468.642
3390 | 468.27 |  |  |  | 3390 | 468.2378 | [5 empty] | 3395 | 468.735
3391 | 468.363 |  |  |  | 3391 | 468.3308 | [5 empty] | 3396 | 468.828
3392 | 468.456 |  |  |  | 3392 | 468.4238 | [5 empty] | 3397 | 468.921
3393 | 468.549 |  |  |  | 3393 | 468.5168 | [5 empty] | 3398 | 469.014
3394 | 468.642 |  |  |  | 3394 | 468.6098 | [5 empty] | 3399 | 469.107
3395 | 468.735 |  |  |  | 3395 | 468.7028 | [5 empty] | 3400 | 469.2
3396 | 468.828 |  |  |  | 3396 | 468.7958 | [5 empty] | 3401 | 469.293
3397 | 468.921 |  |  |  | 3397 | 468.8888 | [5 empty] | 3402 | 469.386
3398 | 469.014 |  |  |  | 3398 | 468.9818 | [5 empty] | 3403 | 469.479
3399 | 469.107 |  |  |  | 3399 | 469.0748 | [5 empty] | 3404 | 469.572
3400 | 469.2 |  |  |  | 3400 | 469.1678 | [5 empty] | 3405 | 469.665
3401 | 469.293 |  |  |  | 3401 | 469.2608 | [5 empty] | 3406 | 469.758
3402 | 469.386 |  |  |  | 3402 | 469.3538 | [5 empty] | 3407 | 469.851
3403 | 469.479 |  |  |  | 3403 | 469.4468 | [5 empty] | 3408 | 469.944
3404 | 469.572 |  |  |  | 3404 | 469.5398 | [5 empty] | 3409 | 470.037
3405 | 469.665 |  |  |  | 3405 | 469.6328 | [5 empty] | 3410 | 470.13
3406 | 469.758 |  |  |  | 3406 | 469.7258 | [5 empty] | 3411 | 470.223
3407 | 469.851 |  |  |  | 3407 | 469.8188 | [5 empty] | 3412 | 470.316
3408 | 469.944 |  |  |  | 3408 | 469.9118 | [5 empty] | 3413 | 470.409
3409 | 470.037 |  |  |  | 3409 | 470.0048 | [5 empty] | 3414 | 470.502
3410 | 470.13 |  |  |  | 3410 | 470.0978 | [5 empty] | 3415 | 470.595
3411 | 470.223 |  |  |  | 3411 | 470.1908 | [5 empty] | 3416 | 470.688
3412 | 470.316 |  |  |  | 3412 | 470.2838 | [5 empty] | 3417 | 470.781
3413 | 470.409 |  |  |  | 3413 | 470.3768 | [5 empty] | 3418 | 470.874
3414 | 470.502 |  |  |  | 3414 | 470.4697 | [5 empty] | 3419 | 470.967
3415 | 470.595 |  |  |  | 3415 | 470.5627 | [5 empty] | 3420 | 471.06
3416 | 470.688 |  |  |  | 3416 | 470.6557 | [5 empty] | 3421 | 471.153
3417 | 470.781 |  |  |  | 3417 | 470.7487 | [5 empty] | 3422 | 471.246
3418 | 470.874 |  |  |  | 3418 | 470.8417 | [5 empty] | 3423 | 471.339
3419 | 470.967 |  |  |  | 3419 | 470.9347 | [5 empty] | 3424 | 471.432
3420 | 471.06 |  |  |  | 3420 | 471.0277 | [5 empty] | 3425 | 471.525
3421 | 471.153 |  |  |  | 3421 | 471.1207 | [5 empty] | 3426 | 471.618
3422 | 471.246 |  |  |  | 3422 | 471.2137 | [5 empty] | 3427 | 471.711
3423 | 471.339 |  |  |  | 3423 | 471.3067 | [5 empty] | 3428 | 471.804
3424 | 471.432 |  |  |  | 3424 | 471.3997 | [5 empty] | 3429 | 471.897
3425 | 471.525 |  |  |  | 3425 | 471.4927 | [5 empty] | 3430 | 471.99
3426 | 471.618 |  |  |  | 3426 | 471.5857 | [5 empty] | 3431 | 472.083
3427 | 471.711 |  |  |  | 3427 | 471.6787 | [5 empty] | 3432 | 472.176
3428 | 471.804 |  |  |  | 3428 | 471.7717 | [5 empty] | 3433 | 472.269
3429 | 471.897 |  |  |  | 3429 | 471.8647 | [5 empty] | 3434 | 472.362
3430 | 471.99 |  |  |  | 3430 | 471.9577 | [5 empty] | 3435 | 472.455
3431 | 472.083 |  |  |  | 3431 | 472.0507 | [5 empty] | 3436 | 472.548
3432 | 472.176 |  |  |  | 3432 | 472.1437 | [5 empty] | 3437 | 472.641
3433 | 472.269 |  |  |  | 3433 | 472.2367 | [5 empty] | 3438 | 472.734
3434 | 472.362 |  |  |  | 3434 | 472.3297 | [5 empty] | 3439 | 472.827
3435 | 472.455 |  |  |  | 3435 | 472.4227 | [5 empty] | 3440 | 472.92
3436 | 472.548 |  |  |  | 3436 | 472.5157 | [5 empty] | 3441 | 473.013
3437 | 472.641 |  |  |  | 3437 | 472.6087 | [5 empty] | 3442 | 473.106
3438 | 472.734 |  |  |  | 3438 | 472.7017 | [5 empty] | 3443 | 473.199
3439 | 472.827 |  |  |  | 3439 | 472.7947 | [5 empty] | 3444 | 473.292
3440 | 472.92 |  |  |  | 3440 | 472.8877 | [5 empty] | 3445 | 473.385
3441 | 473.013 |  |  |  | 3441 | 472.9807 | [5 empty] | 3446 | 473.478
3442 | 473.106 |  |  |  | 3442 | 473.0737 | [5 empty] | 3447 | 473.571
3443 | 473.199 |  |  |  | 3443 | 473.1667 | [5 empty] | 3448 | 473.664
3444 | 473.292 |  |  |  | 3444 | 473.2597 | [5 empty] | 3449 | 473.757
3445 | 473.385 |  |  |  | 3445 | 473.3527 | [5 empty] | 3450 | 473.85
3446 | 473.478 |  |  |  | 3446 | 473.4457 | [5 empty] | 3451 | 473.943
3447 | 473.571 |  |  |  | 3447 | 473.5387 | [5 empty] | 3452 | 474.036
3448 | 473.664 |  |  |  | 3448 | 473.6317 | [5 empty] | 3453 | 474.129
3449 | 473.757 |  |  |  | 3449 | 473.7247 | [5 empty] | 3454 | 474.222
3450 | 473.85 |  |  |  | 3450 | 473.8177 | [5 empty] | 3455 | 474.315
3451 | 473.943 |  |  |  | 3451 | 473.9107 | [5 empty] | 3456 | 474.408
3452 | 474.036 |  |  |  | 3452 | 474.0037 | [5 empty] | 3457 | 474.501
3453 | 474.129 |  |  |  | 3453 | 474.0967 | [5 empty] | 3458 | 474.594
3454 | 474.222 |  |  |  | 3454 | 474.1897 | [5 empty] | 3459 | 474.687
3455 | 474.315 |  |  |  | 3455 | 474.2827 | [5 empty] | 3460 | 474.78
3456 | 474.408 |  |  |  | 3456 | 474.3757 | [5 empty] | 3461 | 474.873
3457 | 474.501 |  |  |  | 3457 | 474.4687 | [5 empty] | 3462 | 474.966
3458 | 474.594 |  |  |  | 3458 | 474.5617 | [5 empty] | 3463 | 475.059
3459 | 474.687 |  |  |  | 3459 | 474.6547 | [5 empty] | 3464 | 475.152
3460 | 474.78 |  |  |  | 3460 | 474.7477 | [5 empty] | 3465 | 475.245
3461 | 474.873 |  |  |  | 3461 | 474.8407 | [5 empty] | 3466 | 475.338
3462 | 474.966 |  |  |  | 3462 | 474.9337 | [5 empty] | 3467 | 475.431
3463 | 475.059 |  |  |  | 3463 | 475.0267 | [5 empty] | 3468 | 475.524
3464 | 475.152 |  |  |  | 3464 | 475.1197 | [5 empty] | 3469 | 475.617
3465 | 475.245 |  |  |  | 3465 | 475.2127 | [5 empty] | 3470 | 475.71
3466 | 475.338 |  |  |  | 3466 | 475.3057 | [5 empty] | 3471 | 475.803
3467 | 475.431 |  |  |  | 3467 | 475.3987 | [5 empty] | 3472 | 475.896
3468 | 475.524 |  |  |  | 3468 | 475.4917 | [5 empty] | 3473 | 475.989
3469 | 475.617 |  |  |  | 3469 | 475.5847 | [5 empty] | 3474 | 476.082
3470 | 475.71 |  |  |  | 3470 | 475.6777 | [5 empty] | 3475 | 476.175
3471 | 475.803 |  |  |  | 3471 | 475.7707 | [5 empty] | 3476 | 476.268
3472 | 475.896 |  |  |  | 3472 | 475.8637 | [5 empty] | 3477 | 476.361
3473 | 475.989 |  |  |  | 3473 | 475.9567 | [5 empty] | 3478 | 476.454
3474 | 476.082 |  |  |  | 3474 | 476.0497 | [5 empty] | 3479 | 476.547
3475 | 476.175 |  |  |  | 3475 | 476.1427 | [5 empty] | 3480 | 476.64
3476 | 476.268 |  |  |  | 3476 | 476.2357 | [5 empty] | 3481 | 476.733
3477 | 476.361 |  |  |  | 3477 | 476.3287 | [5 empty] | 3482 | 476.826
3478 | 476.454 |  |  |  | 3478 | 476.4217 | [5 empty] | 3483 | 476.919
3479 | 476.547 |  |  |  | 3479 | 476.5147 | [5 empty] | 3484 | 477.012
3480 | 476.64 |  |  |  | 3480 | 476.6077 | [5 empty] | 3485 | 477.105
3481 | 476.733 |  |  |  | 3481 | 476.7007 | [5 empty] | 3486 | 477.198
3482 | 476.826 |  |  |  | 3482 | 476.7937 | [5 empty] | 3487 | 477.291
3483 | 476.919 |  |  |  | 3483 | 476.8867 | [5 empty] | 3488 | 477.384
3484 | 477.012 |  |  |  | 3484 | 476.9797 | [5 empty] | 3489 | 477.477
3485 | 477.105 |  |  |  | 3485 | 477.0727 | [5 empty] | 3490 | 477.57
3486 | 477.198 |  |  |  | 3486 | 477.1657 | [5 empty] | 3491 | 477.663
3487 | 477.291 |  |  |  | 3487 | 477.2587 | [5 empty] | 3492 | 477.756
3488 | 477.384 |  |  |  | 3488 | 477.3517 | [5 empty] | 3493 | 477.849
3489 | 477.477 |  |  |  | 3489 | 477.4446 | [5 empty] | 3494 | 477.942
3490 | 477.57 |  |  |  | 3490 | 477.5376 | [5 empty] | 3495 | 478.035
3491 | 477.663 |  |  |  | 3491 | 477.6306 | [5 empty] | 3496 | 478.128
3492 | 477.756 |  |  |  | 3492 | 477.7236 | [5 empty] | 3497 | 478.221
3493 | 477.849 |  |  |  | 3493 | 477.8166 | [5 empty] | 3498 | 478.314
3494 | 477.942 |  |  |  | 3494 | 477.9096 | [5 empty] | 3499 | 478.407
3495 | 478.035 |  |  |  | 3495 | 478.0026 | [5 empty] | 3500 | 478.5
3496 | 478.128 |  |  |  | 3496 | 478.0956 | [5 empty] | 3501 | 478.593
3497 | 478.221 |  |  |  | 3497 | 478.1886 | [5 empty] | 3502 | 478.686
3498 | 478.314 |  |  |  | 3498 | 478.2816 | [5 empty] | 3503 | 478.779
3499 | 478.407 |  |  |  | 3499 | 478.3746 | [5 empty] | 3504 | 478.872
3500 | 478.5 |  |  |  | 3500 | 478.4676 | [5 empty] | 3505 | 478.965
3501 | 478.593 |  |  |  | 3501 | 478.5606 | [5 empty] | 3506 | 479.058
3502 | 478.686 |  |  |  | 3502 | 478.6536 | [5 empty] | 3507 | 479.151
3503 | 478.779 |  |  |  | 3503 | 478.7466 | [5 empty] | 3508 | 479.244
3504 | 478.872 |  |  |  | 3504 | 478.8396 | [5 empty] | 3509 | 479.337
3505 | 478.965 |  |  |  | 3505 | 478.9326 | [5 empty] | 3510 | 479.43
3506 | 479.058 |  |  |  | 3506 | 479.0256 | [5 empty] | 3511 | 479.523
3507 | 479.151 |  |  |  | 3507 | 479.1186 | [5 empty] | 3512 | 479.616
3508 | 479.244 |  |  |  | 3508 | 479.2116 | [5 empty] | 3513 | 479.709
3509 | 479.337 |  |  |  | 3509 | 479.3046 | [5 empty] | 3514 | 479.802
3510 | 479.43 |  |  |  | 3510 | 479.3976 | [5 empty] | 3515 | 479.895
3511 | 479.523 |  |  |  | 3511 | 479.4906 | [5 empty] | 3516 | 479.988
3512 | 479.616 |  |  |  | 3512 | 479.5836 | [5 empty] | 3517 | 480.081
3513 | 479.709 |  |  |  | 3513 | 479.6766 | [5 empty] | 3518 | 480.174
3514 | 479.802 |  |  |  | 3514 | 479.7696 | [5 empty] | 3519 | 480.267
3515 | 479.895 |  |  |  | 3515 | 479.8626 | [5 empty] | 3520 | 480.36
3516 | 479.988 |  |  |  | 3516 | 479.9556 | [5 empty] | 3521 | 480.453
3517 | 480.081 |  |  |  | 3517 | 480.0486 | [5 empty] | 3522 | 480.546
3518 | 480.174 |  |  |  | 3518 | 480.1416 | [5 empty] | 3523 | 480.639
3519 | 480.267 |  |  |  | 3519 | 480.2346 | [5 empty] | 3524 | 480.732
3520 | 480.36 |  |  |  | 3520 | 480.3276 | [5 empty] | 3525 | 480.825
3521 | 480.453 |  |  |  | 3521 | 480.4206 | [5 empty] | 3526 | 480.918
3522 | 480.546 |  |  |  | 3522 | 480.5136 | [5 empty] | 3527 | 481.011
3523 | 480.639 |  |  |  | 3523 | 480.6066 | [5 empty] | 3528 | 481.104
3524 | 480.732 |  |  |  | 3524 | 480.6996 | [5 empty] | 3529 | 481.197
3525 | 480.825 |  |  |  | 3525 | 480.7926 | [5 empty] | 3530 | 481.29
3526 | 480.918 |  |  |  | 3526 | 480.8856 | [5 empty] | 3531 | 481.383
3527 | 481.011 |  |  |  | 3527 | 480.9786 | [5 empty] | 3532 | 481.476
3528 | 481.104 |  |  |  | 3528 | 481.0716 | [5 empty] | 3533 | 481.569
3529 | 481.197 |  |  |  | 3529 | 481.1646 | [5 empty] | 3534 | 481.662
3530 | 481.29 |  |  |  | 3530 | 481.2576 | [5 empty] | 3535 | 481.755
3531 | 481.383 |  |  |  | 3531 | 481.3506 | [5 empty] | 3536 | 481.848
3532 | 481.476 |  |  |  | 3532 | 481.4436 | [5 empty] | 3537 | 481.941
3533 | 481.569 |  |  |  | 3533 | 481.5366 | [5 empty] | 3538 | 482.034
3534 | 481.662 |  |  |  | 3534 | 481.6296 | [5 empty] | 3539 | 482.127
3535 | 481.755 |  |  |  | 3535 | 481.7226 | [5 empty] | 3540 | 482.22
3536 | 481.848 |  |  |  | 3536 | 481.8156 | [5 empty] | 3541 | 482.313
3537 | 481.941 |  |  |  | 3537 | 481.9086 | [5 empty] | 3542 | 482.406
3538 | 482.034 |  |  |  | 3538 | 482.0016 | [5 empty] | 3543 | 482.499
3539 | 482.127 |  |  |  | 3539 | 482.0946 | [5 empty] | 3544 | 482.592
3540 | 482.22 |  |  |  | 3540 | 482.1876 | [5 empty] | 3545 | 482.685
3541 | 482.313 |  |  |  | 3541 | 482.2806 | [5 empty] | 3546 | 482.778
3542 | 482.406 |  |  |  | 3542 | 482.3736 | [5 empty] | 3547 | 482.871
3543 | 482.499 |  |  |  | 3543 | 482.4666 | [5 empty] | 3548 | 482.964
3544 | 482.592 |  |  |  | 3544 | 482.5596 | [5 empty] | 3549 | 483.057
3545 | 482.685 |  |  |  | 3545 | 482.6526 | [5 empty] | 3550 | 483.15
3546 | 482.778 |  |  |  | 3546 | 482.7456 | [5 empty] | 3551 | 483.243
3547 | 482.871 |  |  |  | 3547 | 482.8386 | [5 empty] | 3552 | 483.336
3548 | 482.964 |  |  |  | 3548 | 482.9316 | [5 empty] | 3553 | 483.429
3549 | 483.057 |  |  |  | 3549 | 483.0246 | [5 empty] | 3554 | 483.522
3550 | 483.15 |  |  |  | 3550 | 483.1176 | [5 empty] | 3555 | 483.615
3551 | 483.243 |  |  |  | 3551 | 483.2106 | [5 empty] | 3556 | 483.708
3552 | 483.336 |  |  |  | 3552 | 483.3036 | [5 empty] | 3557 | 483.801
3553 | 483.429 |  |  |  | 3553 | 483.3966 | [5 empty] | 3558 | 483.894
3554 | 483.522 |  |  |  | 3554 | 483.4896 | [5 empty] | 3559 | 483.987
3555 | 483.615 |  |  |  | 3555 | 483.5826 | [5 empty] | 3560 | 484.08
3556 | 483.708 |  |  |  | 3556 | 483.6756 | [5 empty] | 3561 | 484.173
3557 | 483.801 |  |  |  | 3557 | 483.7686 | [5 empty] | 3562 | 484.266
3558 | 483.894 |  |  |  | 3558 | 483.8616 | [5 empty] | 3563 | 484.359
3559 | 483.987 |  |  |  | 3559 | 483.9546 | [5 empty] | 3564 | 484.452
3560 | 484.08 |  |  |  | 3560 | 484.0476 | [5 empty] | 3565 | 484.545
3561 | 484.173 |  |  |  | 3561 | 484.1406 | [5 empty] | 3566 | 484.638
3562 | 484.266 |  |  |  | 3562 | 484.2336 | [5 empty] | 3567 | 484.731
3563 | 484.359 |  |  |  | 3563 | 484.3266 | [5 empty] | 3568 | 484.824
3564 | 484.452 |  |  |  | 3564 | 484.4196 | [5 empty] | 3569 | 484.917
3565 | 484.545 |  |  |  | 3565 | 484.5125 | [5 empty] | 3570 | 485.01
3566 | 484.638 |  |  |  | 3566 | 484.6055 | [5 empty] | 3571 | 485.103
3567 | 484.731 |  |  |  | 3567 | 484.6985 | [5 empty] | 3572 | 485.196
3568 | 484.824 |  |  |  | 3568 | 484.7915 | [5 empty] | 3573 | 485.289
3569 | 484.917 |  |  |  | 3569 | 484.8845 | [5 empty] | 3574 | 485.382
3570 | 485.01 |  |  |  | 3570 | 484.9775 | [5 empty] | 3575 | 485.475
3571 | 485.103 |  |  |  | 3571 | 485.0705 | [5 empty] | 3576 | 485.568
3572 | 485.196 |  |  |  | 3572 | 485.1635 | [5 empty] | 3577 | 485.661
3573 | 485.289 |  |  |  | 3573 | 485.2565 | [5 empty] | 3578 | 485.754
3574 | 485.382 |  |  |  | 3574 | 485.3495 | [5 empty] | 3579 | 485.847
3575 | 485.475 |  |  |  | 3575 | 485.4425 | [5 empty] | 3580 | 485.94
3576 | 485.568 |  |  |  | 3576 | 485.5355 | [5 empty] | 3581 | 486.033
3577 | 485.661 |  |  |  | 3577 | 485.6285 | [5 empty] | 3582 | 486.126
3578 | 485.754 |  |  |  | 3578 | 485.7215 | [5 empty] | 3583 | 486.219
3579 | 485.847 |  |  |  | 3579 | 485.8145 | [5 empty] | 3584 | 486.312
3580 | 485.94 |  |  |  | 3580 | 485.9075 | [5 empty] | 3585 | 486.405
3581 | 486.033 |  |  |  | 3581 | 486.0005 | [5 empty] | 3586 | 486.498
3582 | 486.126 |  |  |  | 3582 | 486.0935 | [5 empty] | 3587 | 486.591
3583 | 486.219 |  |  |  | 3583 | 486.1865 | [5 empty] | 3588 | 486.684
3584 | 486.312 |  |  |  | 3584 | 486.2795 | [5 empty] | 3589 | 486.777
3585 | 486.405 |  |  |  | 3585 | 486.3725 | [5 empty] | 3590 | 486.87
3586 | 486.498 |  |  |  | 3586 | 486.4655 | [5 empty] | 3591 | 486.963
3587 | 486.591 |  |  |  | 3587 | 486.5585 | [5 empty] | 3592 | 487.056
3588 | 486.684 |  |  |  | 3588 | 486.6515 | [5 empty] | 3593 | 487.149
3589 | 486.777 |  |  |  | 3589 | 486.7445 | [5 empty] | 3594 | 487.242
3590 | 486.87 |  |  |  | 3590 | 486.8375 | [5 empty] | 3595 | 487.335
3591 | 486.963 |  |  |  | 3591 | 486.9305 | [5 empty] | 3596 | 487.428
3592 | 487.056 |  |  |  | 3592 | 487.0235 | [5 empty] | 3597 | 487.521
3593 | 487.149 |  |  |  | 3593 | 487.1165 | [5 empty] | 3598 | 487.614
3594 | 487.242 |  |  |  | 3594 | 487.2095 | [5 empty] | 3599 | 487.707
3595 | 487.335 |  |  |  | 3595 | 487.3025 | [5 empty] | 3600 | 487.8
3596 | 487.428 |  |  |  | 3596 | 487.3955 | [5 empty] | 3601 | 487.893
3597 | 487.521 |  |  |  | 3597 | 487.4885 | [5 empty] | 3602 | 487.986
3598 | 487.614 |  |  |  | 3598 | 487.5815 | [5 empty] | 3603 | 488.079
3599 | 487.707 |  |  |  | 3599 | 487.6745 | [5 empty] | 3604 | 488.172
3600 | 487.8 |  |  |  | 3600 | 487.7675 | [5 empty] | 3605 | 488.265
3601 | 487.893 |  |  |  | 3601 | 487.8605 | [5 empty] | 3606 | 488.358
3602 | 487.986 |  |  |  | 3602 | 487.9535 | [5 empty] | 3607 | 488.451
3603 | 488.079 |  |  |  | 3603 | 488.0465 | [5 empty] | 3608 | 488.544
3604 | 488.172 |  |  |  | 3604 | 488.1395 | [5 empty] | 3609 | 488.637
3605 | 488.265 |  |  |  | 3605 | 488.2325 | [5 empty] | 3610 | 488.73
3606 | 488.358 |  |  |  | 3606 | 488.3255 | [5 empty] | 3611 | 488.823
3607 | 488.451 |  |  |  | 3607 | 488.4185 | [5 empty] | 3612 | 488.916
3608 | 488.544 |  |  |  | 3608 | 488.5115 | [5 empty] | 3613 | 489.009
3609 | 488.637 |  |  |  | 3609 | 488.6045 | [5 empty] | 3614 | 489.102
3610 | 488.73 |  |  |  | 3610 | 488.6975 | [5 empty] | 3615 | 489.195
3611 | 488.823 |  |  |  | 3611 | 488.7905 | [5 empty] | 3616 | 489.288
3612 | 488.916 |  |  |  | 3612 | 488.8835 | [5 empty] | 3617 | 489.381
3613 | 489.009 |  |  |  | 3613 | 488.9765 | [5 empty] | 3618 | 489.474
3614 | 489.102 |  |  |  | 3614 | 489.0695 | [5 empty] | 3619 | 489.567
3615 | 489.195 |  |  |  | 3615 | 489.1625 | [5 empty] | 3620 | 489.66
3616 | 489.288 |  |  |  | 3616 | 489.2555 | [5 empty] | 3621 | 489.753
3617 | 489.381 |  |  |  | 3617 | 489.3485 | [5 empty] | 3622 | 489.846
3618 | 489.474 |  |  |  | 3618 | 489.4415 | [5 empty] | 3623 | 489.939
3619 | 489.567 |  |  |  | 3619 | 489.5345 | [5 empty] | 3624 | 490.032
3620 | 489.66 |  |  |  | 3620 | 489.6275 | [5 empty] | 3625 | 490.125
3621 | 489.753 |  |  |  | 3621 | 489.7205 | [5 empty] | 3626 | 490.218
3622 | 489.846 |  |  |  | 3622 | 489.8135 | [5 empty] | 3627 | 490.311
3623 | 489.939 |  |  |  | 3623 | 489.9065 | [5 empty] | 3628 | 490.404
3624 | 490.032 |  |  |  | 3624 | 489.9995 | [5 empty] | 3629 | 490.497
3625 | 490.125 |  |  |  | 3625 | 490.0925 | [5 empty] | 3630 | 490.59
3626 | 490.218 |  |  |  | 3626 | 490.1855 | [5 empty] | 3631 | 490.683
3627 | 490.311 |  |  |  | 3627 | 490.2785 | [5 empty] | 3632 | 490.776
3628 | 490.404 |  |  |  | 3628 | 490.3715 | [5 empty] | 3633 | 490.869
3629 | 490.497 |  |  |  | 3629 | 490.4645 | [5 empty] | 3634 | 490.962
3630 | 490.59 |  |  |  | 3630 | 490.5575 | [5 empty] | 3635 | 491.055
3631 | 490.683 |  |  |  | 3631 | 490.6505 | [5 empty] | 3636 | 491.148
3632 | 490.776 |  |  |  | 3632 | 490.7435 | [5 empty] | 3637 | 491.241
3633 | 490.869 |  |  |  | 3633 | 490.8365 | [5 empty] | 3638 | 491.334
3634 | 490.962 |  |  |  | 3634 | 490.9295 | [5 empty] | 3639 | 491.427
3635 | 491.055 |  |  |  | 3635 | 491.0225 | [5 empty] | 3640 | 491.52
3636 | 491.148 |  |  |  | 3636 | 491.1155 | [5 empty] | 3641 | 491.613
3637 | 491.241 |  |  |  | 3637 | 491.2085 | [5 empty] | 3642 | 491.706
3638 | 491.334 |  |  |  | 3638 | 491.3015 | [5 empty] | 3643 | 491.799
3639 | 491.427 |  |  |  | 3639 | 491.3945 | [5 empty] | 3644 | 491.892
3640 | 491.52 |  |  |  | 3640 | 491.4875 | [5 empty] | 3645 | 491.985
3641 | 491.613 |  |  |  | 3641 | 491.5804 | [5 empty] | 3646 | 492.078
3642 | 491.706 |  |  |  | 3642 | 491.6734 | [5 empty] | 3647 | 492.171
3643 | 491.799 |  |  |  | 3643 | 491.7664 | [5 empty] | 3648 | 492.264
3644 | 491.892 |  |  |  | 3644 | 491.8594 | [5 empty] | 3649 | 492.357
3645 | 491.985 |  |  |  | 3645 | 491.9524 | [5 empty] | 3650 | 492.45
3646 | 492.078 |  |  |  | 3646 | 492.0454 | [5 empty] | 3651 | 492.543
3647 | 492.171 |  |  |  | 3647 | 492.1384 | [5 empty] | 3652 | 492.636
3648 | 492.264 |  |  |  | 3648 | 492.2314 | [5 empty] | 3653 | 492.729
3649 | 492.357 |  |  |  | 3649 | 492.3244 | [5 empty] | 3654 | 492.822
3650 | 492.45 |  |  |  | 3650 | 492.4174 | [5 empty] | 3655 | 492.915
3651 | 492.543 |  |  |  | 3651 | 492.5104 | [5 empty] | 3656 | 493.008
3652 | 492.636 |  |  |  | 3652 | 492.6034 | [5 empty] | 3657 | 493.101
3653 | 492.729 |  |  |  | 3653 | 492.6964 | [5 empty] | 3658 | 493.194
3654 | 492.822 |  |  |  | 3654 | 492.7894 | [5 empty] | 3659 | 493.287
3655 | 492.915 |  |  |  | 3655 | 492.8824 | [5 empty] | 3660 | 493.38
3656 | 493.008 |  |  |  | 3656 | 492.9754 | [5 empty] | 3661 | 493.473
3657 | 493.101 |  |  |  | 3657 | 493.0684 | [5 empty] | 3662 | 493.566
3658 | 493.194 |  |  |  | 3658 | 493.1614 | [5 empty] | 3663 | 493.659
3659 | 493.287 |  |  |  | 3659 | 493.2544 | [5 empty] | 3664 | 493.752
3660 | 493.38 |  |  |  | 3660 | 493.3474 | [5 empty] | 3665 | 493.845
3661 | 493.473 |  |  |  | 3661 | 493.4404 | [5 empty] | 3666 | 493.938
3662 | 493.566 |  |  |  | 3662 | 493.5334 | [5 empty] | 3667 | 494.031
3663 | 493.659 |  |  |  | 3663 | 493.6264 | [5 empty] | 3668 | 494.124
3664 | 493.752 |  |  |  | 3664 | 493.7194 | [5 empty] | 3669 | 494.217
3665 | 493.845 |  |  |  | 3665 | 493.8124 | [5 empty] | 3670 | 494.31
3666 | 493.938 |  |  |  | 3666 | 493.9054 | [5 empty] | 3671 | 494.403
3667 | 494.031 |  |  |  | 3667 | 493.9984 | [5 empty] | 3672 | 494.496
3668 | 494.124 |  |  |  | 3668 | 494.0914 | [5 empty] | 3673 | 494.589
3669 | 494.217 |  |  |  | 3669 | 494.1844 | [5 empty] | 3674 | 494.682
3670 | 494.31 |  |  |  | 3670 | 494.2774 | [5 empty] | 3675 | 494.775
3671 | 494.403 |  |  |  | 3671 | 494.3704 | [5 empty] | 3676 | 494.868
3672 | 494.496 |  |  |  | 3672 | 494.4634 | [5 empty] | 3677 | 494.961
3673 | 494.589 |  |  |  | 3673 | 494.5564 | [5 empty] | 3678 | 495.054
3674 | 494.682 |  |  |  | 3674 | 494.6494 | [5 empty] | 3679 | 495.147
3675 | 494.775 |  |  |  | 3675 | 494.7424 | [5 empty] | 3680 | 495.24
3676 | 494.868 |  |  |  | 3676 | 494.8354 | [5 empty] | 3681 | 495.333
3677 | 494.961 |  |  |  | 3677 | 494.9284 | [5 empty] | 3682 | 495.426
3678 | 495.054 |  |  |  | 3678 | 495.0214 | [5 empty] | 3683 | 495.519
3679 | 495.147 |  |  |  | 3679 | 495.1144 | [5 empty] | 3684 | 495.612
3680 | 495.24 |  |  |  | 3680 | 495.2074 | [5 empty] | 3685 | 495.705
3681 | 495.333 |  |  |  | 3681 | 495.3004 | [5 empty] | 3686 | 495.798
3682 | 495.426 |  |  |  | 3682 | 495.3934 | [5 empty] | 3687 | 495.891
3683 | 495.519 |  |  |  | 3683 | 495.4864 | [5 empty] | 3688 | 495.984
3684 | 495.612 |  |  |  | 3684 | 495.5794 | [5 empty] | 3689 | 496.077
3685 | 495.705 |  |  |  | 3685 | 495.6724 | [5 empty] | 3690 | 496.17
3686 | 495.798 |  |  |  | 3686 | 495.7654 | [5 empty] | 3691 | 496.263
3687 | 495.891 |  |  |  | 3687 | 495.8584 | [5 empty] | 3692 | 496.356
3688 | 495.984 |  |  |  | 3688 | 495.9514 | [5 empty] | 3693 | 496.449
3689 | 496.077 |  |  |  | 3689 | 496.0444 | [5 empty] | 3694 | 496.542
3690 | 496.17 |  |  |  | 3690 | 496.1374 | [5 empty] | 3695 | 496.635
3691 | 496.263 |  |  |  | 3691 | 496.2304 | [5 empty] | 3696 | 496.728
3692 | 496.356 |  |  |  | 3692 | 496.3234 | [5 empty] | 3697 | 496.821
3693 | 496.449 |  |  |  | 3693 | 496.4164 | [5 empty] | 3698 | 496.914
3694 | 496.542 |  |  |  | 3694 | 496.5094 | [5 empty] | 3699 | 497.007
3695 | 496.635 |  |  |  | 3695 | 496.6024 | [5 empty] | 3700 | 497.1
3696 | 496.728 |  |  |  | 3696 | 496.6954 | [5 empty] | 3701 | 497.193
3697 | 496.821 |  |  |  | 3697 | 496.7884 | [5 empty] | 3702 | 497.286
3698 | 496.914 |  |  |  | 3698 | 496.8814 | [5 empty] | 3703 | 497.379
3699 | 497.007 |  |  |  | 3699 | 496.9744 | [5 empty] | 3704 | 497.472
3700 | 497.1 |  |  |  | 3700 | 497.0674 | [5 empty] | 3705 | 497.565
3701 | 497.193 |  |  |  | 3701 | 497.1604 | [5 empty] | 3706 | 497.658
3702 | 497.286 |  |  |  | 3702 | 497.2534 | [5 empty] | 3707 | 497.751
3703 | 497.379 |  |  |  | 3703 | 497.3464 | [5 empty] | 3708 | 497.844
3704 | 497.472 |  |  |  | 3704 | 497.4394 | [5 empty] | 3709 | 497.937
3705 | 497.565 |  |  |  | 3705 | 497.5324 | [5 empty] | 3710 | 498.03
3706 | 497.658 |  |  |  | 3706 | 497.6254 | [5 empty] | 3711 | 498.123
3707 | 497.751 |  |  |  | 3707 | 497.7184 | [5 empty] | 3712 | 498.216
3708 | 497.844 |  |  |  | 3708 | 497.8114 | [5 empty] | 3713 | 498.309
3709 | 497.937 |  |  |  | 3709 | 497.9044 | [5 empty] | 3714 | 498.402
3710 | 498.03 |  |  |  | 3710 | 497.9974 | [5 empty] | 3715 | 498.495
3711 | 498.123 |  |  |  | 3711 | 498.0904 | [5 empty] | 3716 | 498.588
3712 | 498.216 |  |  |  | 3712 | 498.1834 | [5 empty] | 3717 | 498.681
3713 | 498.309 |  |  |  | 3713 | 498.2764 | [5 empty] | 3718 | 498.774
3714 | 498.402 |  |  |  | 3714 | 498.3694 | [5 empty] | 3719 | 498.867
3715 | 498.495 |  |  |  | 3715 | 498.4624 | [5 empty] | 3720 | 498.96
3716 | 498.588 |  |  |  | 3716 | 498.5554 | [5 empty] | 3721 | 499.053
3717 | 498.681 |  |  |  | 3717 | 498.6483 | [5 empty] | 3722 | 499.146
3718 | 498.774 |  |  |  | 3718 | 498.7413 | [5 empty] | 3723 | 499.239
3719 | 498.867 |  |  |  | 3719 | 498.8343 | [5 empty] | 3724 | 499.332
3720 | 498.96 |  |  |  | 3720 | 498.9273 | [5 empty] | 3725 | 499.425
3721 | 499.053 |  |  |  | 3721 | 499.0203 | [5 empty] | 3726 | 499.518
3722 | 499.146 |  |  |  | 3722 | 499.1133 | [5 empty] | 3727 | 499.611
3723 | 499.239 |  |  |  | 3723 | 499.2063 | [5 empty] | 3728 | 499.704
3724 | 499.332 |  |  |  | 3724 | 499.2993 | [5 empty] | 3729 | 499.797
3725 | 499.425 |  |  |  | 3725 | 499.3923 | [5 empty] | 3730 | 499.89
3726 | 499.518 |  |  |  | 3726 | 499.4853 | [5 empty] | 3731 | 499.983
3727 | 499.611 |  |  |  | 3727 | 499.5783 | [5 empty] | 3732 | 500.076
3728 | 499.704 |  |  |  | 3728 | 499.6713 | [5 empty] | 3733 | 500.169
3729 | 499.797 |  |  |  | 3729 | 499.7643 | [5 empty] | 3734 | 500.262
3730 | 499.89 |  |  |  | 3730 | 499.8573 | [5 empty] | 3735 | 500.355
3731 | 499.983 |  |  |  | 3731 | 499.9503 | [5 empty] | 3736 | 500.448
3732 | 500.076 |  |  |  | 3732 | 500.0433 | [5 empty] | 3737 | 500.541
3733 | 500.169 |  |  |  | 3733 | 500.1363 | [5 empty] | 3738 | 500.634
3734 | 500.262 |  |  |  | 3734 | 500.2293 | [5 empty] | 3739 | 500.727
3735 | 500.355 |  |  |  | 3735 | 500.3223 | [5 empty] | 3740 | 500.82
3736 | 500.448 |  |  |  | 3736 | 500.4153 | [5 empty] | 3741 | 500.913
3737 | 500.541 |  |  |  | 3737 | 500.5083 | [5 empty] | 3742 | 501.006
3738 | 500.634 |  |  |  | 3738 | 500.6013 | [5 empty] | 3743 | 501.099
3739 | 500.727 |  |  |  | 3739 | 500.6943 | [5 empty] | 3744 | 501.192
3740 | 500.82 |  |  |  | 3740 | 500.7873 | [5 empty] | 3745 | 501.285
3741 | 500.913 |  |  |  | 3741 | 500.8803 | [5 empty] | 3746 | 501.378
3742 | 501.006 |  |  |  | 3742 | 500.9733 | [5 empty] | 3747 | 501.471
3743 | 501.099 |  |  |  | 3743 | 501.0663 | [5 empty] | 3748 | 501.564
3744 | 501.192 |  |  |  | 3744 | 501.1593 | [5 empty] | 3749 | 501.657
3745 | 501.285 |  |  |  | 3745 | 501.2523 | [5 empty] | 3750 | 501.75
3746 | 501.378 |  |  |  | 3746 | 501.3453 | [5 empty] | 3751 | 501.843
3747 | 501.471 |  |  |  | 3747 | 501.4383 | [5 empty] | 3752 | 501.936
3748 | 501.564 |  |  |  | 3748 | 501.5313 | [5 empty] | 3753 | 502.029
3749 | 501.657 |  |  |  | 3749 | 501.6243 | [5 empty] | 3754 | 502.122
3750 | 501.75 |  |  |  | 3750 | 501.7173 | [5 empty] | 3755 | 502.215
3751 | 501.843 |  |  |  | 3751 | 501.8103 | [5 empty] | 3756 | 502.308
3752 | 501.936 |  |  |  | 3752 | 501.9033 | [5 empty] | 3757 | 502.401
3753 | 502.029 |  |  |  | 3753 | 501.9963 | [5 empty] | 3758 | 502.494
3754 | 502.122 |  |  |  | 3754 | 502.0893 | [5 empty] | 3759 | 502.587
3755 | 502.215 |  |  |  | 3755 | 502.1823 | [5 empty] | 3760 | 502.68
3756 | 502.308 |  |  |  | 3756 | 502.2753 | [5 empty] | 3761 | 502.773
3757 | 502.401 |  |  |  | 3757 | 502.3683 | [5 empty] | 3762 | 502.866
3758 | 502.494 |  |  |  | 3758 | 502.4613 | [5 empty] | 3763 | 502.959
3759 | 502.587 |  |  |  | 3759 | 502.5543 | [5 empty] | 3764 | 503.052
3760 | 502.68 |  |  |  | 3760 | 502.6473 | [5 empty] | 3765 | 503.145
3761 | 502.773 |  |  |  | 3761 | 502.7403 | [5 empty] | 3766 | 503.238
3762 | 502.866 |  |  |  | 3762 | 502.8333 | [5 empty] | 3767 | 503.331
3763 | 502.959 |  |  |  | 3763 | 502.9263 | [5 empty] | 3768 | 503.424
3764 | 503.052 |  |  |  | 3764 | 503.0193 | [5 empty] | 3769 | 503.517
3765 | 503.145 |  |  |  | 3765 | 503.1123 | [5 empty] | 3770 | 503.61
3766 | 503.238 |  |  |  | 3766 | 503.2053 | [5 empty] | 3771 | 503.703
3767 | 503.331 |  |  |  | 3767 | 503.2983 | [5 empty] | 3772 | 503.796
3768 | 503.424 |  |  |  | 3768 | 503.3913 | [5 empty] | 3773 | 503.889
3769 | 503.517 |  |  |  | 3769 | 503.4843 | [5 empty] | 3774 | 503.982
3770 | 503.61 |  |  |  | 3770 | 503.5773 | [5 empty] | 3775 | 504.075
3771 | 503.703 |  |  |  | 3771 | 503.6703 | [5 empty] | 3776 | 504.168
3772 | 503.796 |  |  |  | 3772 | 503.7633 | [5 empty] | 3777 | 504.261
3773 | 503.889 |  |  |  | 3773 | 503.8563 | [5 empty] | 3778 | 504.354
3774 | 503.982 |  |  |  | 3774 | 503.9493 | [5 empty] | 3779 | 504.447
3775 | 504.075 |  |  |  | 3775 | 504.0423 | [5 empty] | 3780 | 504.54
3776 | 504.168 |  |  |  | 3776 | 504.1353 | [5 empty] | 3781 | 504.633
3777 | 504.261 |  |  |  | 3777 | 504.2283 | [5 empty] | 3782 | 504.726
3778 | 504.354 |  |  |  | 3778 | 504.3213 | [5 empty] | 3783 | 504.819
3779 | 504.447 |  |  |  | 3779 | 504.4143 | [5 empty] | 3784 | 504.912
3780 | 504.54 |  |  |  | 3780 | 504.5073 | [5 empty] | 3785 | 505.005
3781 | 504.633 |  |  |  | 3781 | 504.6003 | [5 empty] | 3786 | 505.098
3782 | 504.726 |  |  |  | 3782 | 504.6933 | [5 empty] | 3787 | 505.191
3783 | 504.819 |  |  |  | 3783 | 504.7863 | [5 empty] | 3788 | 505.284
3784 | 504.912 |  |  |  | 3784 | 504.8793 | [5 empty] | 3789 | 505.377
3785 | 505.005 |  |  |  | 3785 | 504.9723 | [5 empty] | 3790 | 505.47
3786 | 505.098 |  |  |  | 3786 | 505.0653 | [5 empty] | 3791 | 505.563
3787 | 505.191 |  |  |  | 3787 | 505.1583 | [5 empty] | 3792 | 505.656
3788 | 505.284 |  |  |  | 3788 | 505.2513 | [5 empty] | 3793 | 505.749
3789 | 505.377 |  |  |  | 3789 | 505.3443 | [5 empty] | 3794 | 505.842
3790 | 505.47 |  |  |  | 3790 | 505.4373 | [5 empty] | 3795 | 505.935
3791 | 505.563 |  |  |  | 3791 | 505.5303 | [5 empty] | 3796 | 506.028
3792 | 505.656 |  |  |  | 3792 | 505.6232 | [5 empty] | 3797 | 506.121
3793 | 505.749 |  |  |  | 3793 | 505.7162 | [5 empty] | 3798 | 506.214
3794 | 505.842 |  |  |  | 3794 | 505.8092 | [5 empty] | 3799 | 506.307
3795 | 505.935 |  |  |  | 3795 | 505.9022 | [5 empty] | 3800 | 506.4
3796 | 506.028 |  |  |  | 3796 | 505.9952 | [5 empty] | 3801 | 506.493
3797 | 506.121 |  |  |  | 3797 | 506.0882 | [5 empty] | 3802 | 506.586
3798 | 506.214 |  |  |  | 3798 | 506.1812 | [5 empty] | 3803 | 506.679
3799 | 506.307 |  |  |  | 3799 | 506.2742 | [5 empty] | 3804 | 506.772
3800 | 506.4 |  |  |  | 3800 | 506.3672 | [5 empty] | 3805 | 506.865
3801 | 506.493 |  |  |  | 3801 | 506.4602 | [5 empty] | 3806 | 506.958
3802 | 506.586 |  |  |  | 3802 | 506.5532 | [5 empty] | 3807 | 507.051
3803 | 506.679 |  |  |  | 3803 | 506.6462 | [5 empty] | 3808 | 507.144
3804 | 506.772 |  |  |  | 3804 | 506.7392 | [5 empty] | 3809 | 507.237
3805 | 506.865 |  |  |  | 3805 | 506.8322 | [5 empty] | 3810 | 507.33
3806 | 506.958 |  |  |  | 3806 | 506.9252 | [5 empty] | 3811 | 507.423
3807 | 507.051 |  |  |  | 3807 | 507.0182 | [5 empty] | 3812 | 507.516
3808 | 507.144 |  |  |  | 3808 | 507.1112 | [5 empty] | 3813 | 507.609
3809 | 507.237 |  |  |  | 3809 | 507.2042 | [5 empty] | 3814 | 507.702
3810 | 507.33 |  |  |  | 3810 | 507.2972 | [5 empty] | 3815 | 507.795
3811 | 507.423 |  |  |  | 3811 | 507.3902 | [5 empty] | 3816 | 507.888
3812 | 507.516 |  |  |  | 3812 | 507.4832 | [5 empty] | 3817 | 507.981
3813 | 507.609 |  |  |  | 3813 | 507.5762 | [5 empty] | 3818 | 508.074
3814 | 507.702 |  |  |  | 3814 | 507.6692 | [5 empty] | 3819 | 508.167
3815 | 507.795 |  |  |  | 3815 | 507.7622 | [5 empty] | 3820 | 508.26
3816 | 507.888 |  |  |  | 3816 | 507.8552 | [5 empty] | 3821 | 508.353
3817 | 507.981 |  |  |  | 3817 | 507.9482 | [5 empty] | 3822 | 508.446
3818 | 508.074 |  |  |  | 3818 | 508.0412 | [5 empty] | 3823 | 508.539
3819 | 508.167 |  |  |  | 3819 | 508.1342 | [5 empty] | 3824 | 508.632
3820 | 508.26 |  |  |  | 3820 | 508.2272 | [5 empty] | 3825 | 508.725
3821 | 508.353 |  |  |  | 3821 | 508.3202 | [5 empty] | 3826 | 508.818
3822 | 508.446 |  |  |  | 3822 | 508.4132 | [5 empty] | 3827 | 508.911
3823 | 508.539 |  |  |  | 3823 | 508.5062 | [5 empty] | 3828 | 509.004
3824 | 508.632 |  |  |  | 3824 | 508.5992 | [5 empty] | 3829 | 509.097
3825 | 508.725 |  |  |  | 3825 | 508.6922 | [5 empty] | 3830 | 509.19
3826 | 508.818 |  |  |  | 3826 | 508.7852 | [5 empty] | 3831 | 509.283
3827 | 508.911 |  |  |  | 3827 | 508.8782 | [5 empty] | 3832 | 509.376
3828 | 509.004 |  |  |  | 3828 | 508.9712 | [5 empty] | 3833 | 509.469
3829 | 509.097 |  |  |  | 3829 | 509.0642 | [5 empty] | 3834 | 509.562
3830 | 509.19 |  |  |  | 3830 | 509.1572 | [5 empty] | 3835 | 509.655
3831 | 509.283 |  |  |  | 3831 | 509.2502 | [5 empty] | 3836 | 509.748
3832 | 509.376 |  |  |  | 3832 | 509.3432 | [5 empty] | 3837 | 509.841
3833 | 509.469 |  |  |  | 3833 | 509.4362 | [5 empty] | 3838 | 509.934
3834 | 509.562 |  |  |  | 3834 | 509.5292 | [5 empty] | 3839 | 510.027
3835 | 509.655 |  |  |  | 3835 | 509.6222 | [5 empty] | 3840 | 510.12
3836 | 509.748 |  |  |  | 3836 | 509.7152 | [5 empty] | 3841 | 510.213
3837 | 509.841 |  |  |  | 3837 | 509.8082 | [5 empty] | 3842 | 510.306
3838 | 509.934 |  |  |  | 3838 | 509.9012 | [5 empty] | 3843 | 510.399
3839 | 510.027 |  |  |  | 3839 | 509.9942 | [5 empty] | 3844 | 510.492
3840 | 510.12 |  |  |  | 3840 | 510.0872 | [5 empty] | 3845 | 510.585
3841 | 510.213 |  |  |  | 3841 | 510.1802 | [5 empty] | 3846 | 510.678
3842 | 510.306 |  |  |  | 3842 | 510.2732 | [5 empty] | 3847 | 510.771
3843 | 510.399 |  |  |  | 3843 | 510.3662 | [5 empty] | 3848 | 510.864
3844 | 510.492 |  |  |  | 3844 | 510.4592 | [5 empty] | 3849 | 510.957
3845 | 510.585 |  |  |  | 3845 | 510.5522 | [5 empty] | 3850 | 511.05
3846 | 510.678 |  |  |  | 3846 | 510.6452 | [5 empty] | 3851 | 511.143
3847 | 510.771 |  |  |  | 3847 | 510.7382 | [5 empty] | 3852 | 511.236
3848 | 510.864 |  |  |  | 3848 | 510.8312 | [5 empty] | 3853 | 511.329
3849 | 510.957 |  |  |  | 3849 | 510.9242 | [5 empty] | 3854 | 511.422
3850 | 511.05 |  |  |  | 3850 | 511.0172 | [5 empty] | 3855 | 511.515
3851 | 511.143 |  |  |  | 3851 | 511.1102 | [5 empty] | 3856 | 511.608
3852 | 511.236 |  |  |  | 3852 | 511.2032 | [5 empty] | 3857 | 511.701
3853 | 511.329 |  |  |  | 3853 | 511.2962 | [5 empty] | 3858 | 511.794
3854 | 511.422 |  |  |  | 3854 | 511.3892 | [5 empty] | 3859 | 511.887
3855 | 511.515 |  |  |  | 3855 | 511.4822 | [5 empty] | 3860 | 511.98
3856 | 511.608 |  |  |  | 3856 | 511.5752 | [5 empty] | 3861 | 512.073
3857 | 511.701 |  |  |  | 3857 | 511.6682 | [5 empty] | 3862 | 512.166
3858 | 511.794 |  |  |  | 3858 | 511.7612 | [5 empty] | 3863 | 512.259
3859 | 511.887 |  |  |  | 3859 | 511.8542 | [5 empty] | 3864 | 512.352
3860 | 511.98 |  |  |  | 3860 | 511.9472 | [5 empty] | 3865 | 512.445
3861 | 512.073 |  |  |  | 3861 | 512.0402 | [5 empty] | 3866 | 512.538
3862 | 512.166 |  |  |  | 3862 | 512.1332 | [5 empty] | 3867 | 512.631
3863 | 512.259 |  |  |  | 3863 | 512.2262 | [5 empty] | 3868 | 512.724
3864 | 512.352 |  |  |  | 3864 | 512.3192 | [5 empty] | 3869 | 512.817
3865 | 512.445 |  |  |  | 3865 | 512.4122 | [5 empty] | 3870 | 512.91
3866 | 512.538 |  |  |  | 3866 | 512.5052 | [5 empty] | 3871 | 513.003
3867 | 512.631 |  |  |  | 3867 | 512.5982 | [5 empty] | 3872 | 513.096
3868 | 512.724 |  |  |  | 3868 | 512.6911 | [5 empty] | 3873 | 513.189
3869 | 512.817 |  |  |  | 3869 | 512.7841 | [5 empty] | 3874 | 513.282
3870 | 512.91 |  |  |  | 3870 | 512.8771 | [5 empty] | 3875 | 513.375
3871 | 513.003 |  |  |  | 3871 | 512.9701 | [5 empty] | 3876 | 513.468
3872 | 513.096 |  |  |  | 3872 | 513.0631 | [5 empty] | 3877 | 513.561
3873 | 513.189 |  |  |  | 3873 | 513.1561 | [5 empty] | 3878 | 513.654
3874 | 513.282 |  |  |  | 3874 | 513.2491 | [5 empty] | 3879 | 513.747
3875 | 513.375 |  |  |  | 3875 | 513.3421 | [5 empty] | 3880 | 513.84
3876 | 513.468 |  |  |  | 3876 | 513.4351 | [5 empty] | 3881 | 513.933
3877 | 513.561 |  |  |  | 3877 | 513.5281 | [5 empty] | 3882 | 514.026
3878 | 513.654 |  |  |  | 3878 | 513.6211 | [5 empty] | 3883 | 514.119
3879 | 513.747 |  |  |  | 3879 | 513.7141 | [5 empty] | 3884 | 514.212
3880 | 513.84 |  |  |  | 3880 | 513.8071 | [5 empty] | 3885 | 514.305
3881 | 513.933 |  |  |  | 3881 | 513.9001 | [5 empty] | 3886 | 514.398
3882 | 514.026 |  |  |  | 3882 | 513.9931 | [5 empty] | 3887 | 514.491
3883 | 514.119 |  |  |  | 3883 | 514.0861 | [5 empty] | 3888 | 514.584
3884 | 514.212 |  |  |  | 3884 | 514.1791 | [5 empty] | 3889 | 514.677
3885 | 514.305 |  |  |  | 3885 | 514.2721 | [5 empty] | 3890 | 514.77
3886 | 514.398 |  |  |  | 3886 | 514.3651 | [5 empty] | 3891 | 514.863
3887 | 514.491 |  |  |  | 3887 | 514.4581 | [5 empty] | 3892 | 514.956
3888 | 514.584 |  |  |  | 3888 | 514.5511 | [5 empty] | 3893 | 515.049
3889 | 514.677 |  |  |  | 3889 | 514.6441 | [5 empty] | 3894 | 515.142
3890 | 514.77 |  |  |  | 3890 | 514.7371 | [5 empty] | 3895 | 515.235
3891 | 514.863 |  |  |  | 3891 | 514.8301 | [5 empty] | 3896 | 515.328
3892 | 514.956 |  |  |  | 3892 | 514.9231 | [5 empty] | 3897 | 515.421
3893 | 515.049 |  |  |  | 3893 | 515.0161 | [5 empty] | 3898 | 515.514
3894 | 515.142 |  |  |  | 3894 | 515.1091 | [5 empty] | 3899 | 515.607
3895 | 515.235 |  |  |  | 3895 | 515.2021 | [5 empty] | 3900 | 515.7
3896 | 515.328 |  |  |  | 3896 | 515.2951 | [5 empty] | 3901 | 515.793
3897 | 515.421 |  |  |  | 3897 | 515.3881 | [5 empty] | 3902 | 515.886
3898 | 515.514 |  |  |  | 3898 | 515.4811 | [5 empty] | 3903 | 515.979
3899 | 515.607 |  |  |  | 3899 | 515.5741 | [5 empty] | 3904 | 516.072
3900 | 515.7 |  |  |  | 3900 | 515.6671 | [5 empty] | 3905 | 516.165
3901 | 515.793 |  |  |  | 3901 | 515.7601 | [5 empty] | 3906 | 516.258
3902 | 515.886 |  |  |  | 3902 | 515.8531 | [5 empty] | 3907 | 516.351
3903 | 515.979 |  |  |  | 3903 | 515.9461 | [5 empty] | 3908 | 516.444
3904 | 516.072 |  |  |  | 3904 | 516.0391 | [5 empty] | 3909 | 516.537
3905 | 516.165 |  |  |  | 3905 | 516.1321 | [5 empty] | 3910 | 516.63
3906 | 516.258 |  |  |  | 3906 | 516.2251 | [5 empty] | 3911 | 516.723
3907 | 516.351 |  |  |  | 3907 | 516.3181 | [5 empty] | 3912 | 516.816
3908 | 516.444 |  |  |  | 3908 | 516.4111 | [5 empty] | 3913 | 516.909
3909 | 516.537 |  |  |  | 3909 | 516.5041 | [5 empty] | 3914 | 517.002
3910 | 516.63 |  |  |  | 3910 | 516.5971 | [5 empty] | 3915 | 517.095
3911 | 516.723 |  |  |  | 3911 | 516.6901 | [5 empty] | 3916 | 517.188
3912 | 516.816 |  |  |  | 3912 | 516.7831 | [5 empty] | 3917 | 517.281
3913 | 516.909 |  |  |  | 3913 | 516.8761 | [5 empty] | 3918 | 517.374
3914 | 517.002 |  |  |  | 3914 | 516.9691 | [5 empty] | 3919 | 517.467
3915 | 517.095 |  |  |  | 3915 | 517.0621 | [5 empty] | 3920 | 517.56
3916 | 517.188 |  |  |  | 3916 | 517.1551 | [5 empty] | 3921 | 517.653
3917 | 517.281 |  |  |  | 3917 | 517.2481 | [5 empty] | 3922 | 517.746
3918 | 517.374 |  |  |  | 3918 | 517.3411 | [5 empty] | 3923 | 517.839
3919 | 517.467 |  |  |  | 3919 | 517.4341 | [5 empty] | 3924 | 517.932
3920 | 517.56 |  |  |  | 3920 | 517.5271 | [5 empty] | 3925 | 518.025
3921 | 517.653 |  |  |  | 3921 | 517.6201 | [5 empty] | 3926 | 518.118
3922 | 517.746 |  |  |  | 3922 | 517.7131 | [5 empty] | 3927 | 518.211
3923 | 517.839 |  |  |  | 3923 | 517.8061 | [5 empty] | 3928 | 518.304
3924 | 517.932 |  |  |  | 3924 | 517.8991 | [5 empty] | 3929 | 518.397
3925 | 518.025 |  |  |  | 3925 | 517.9921 | [5 empty] | 3930 | 518.49
3926 | 518.118 |  |  |  | 3926 | 518.0851 | [5 empty] | 3931 | 518.583
3927 | 518.211 |  |  |  | 3927 | 518.1781 | [5 empty] | 3932 | 518.676
3928 | 518.304 |  |  |  | 3928 | 518.2711 | [5 empty] | 3933 | 518.769
3929 | 518.397 |  |  |  | 3929 | 518.3641 | [5 empty] | 3934 | 518.862
3930 | 518.49 |  |  |  | 3930 | 518.4571 | [5 empty] | 3935 | 518.955
3931 | 518.583 |  |  |  | 3931 | 518.5501 | [5 empty] | 3936 | 519.048
3932 | 518.676 |  |  |  | 3932 | 518.6431 | [5 empty] | 3937 | 519.141
3933 | 518.769 |  |  |  | 3933 | 518.7361 | [5 empty] | 3938 | 519.234
3934 | 518.862 |  |  |  | 3934 | 518.8291 | [5 empty] | 3939 | 519.327
3935 | 518.955 |  |  |  | 3935 | 518.9221 | [5 empty] | 3940 | 519.42
3936 | 519.048 |  |  |  | 3936 | 519.0151 | [5 empty] | 3941 | 519.513
3937 | 519.141 |  |  |  | 3937 | 519.1081 | [5 empty] | 3942 | 519.606
3938 | 519.234 |  |  |  | 3938 | 519.2011 | [5 empty] | 3943 | 519.699
3939 | 519.327 |  |  |  | 3939 | 519.2941 | [5 empty] | 3944 | 519.792
3940 | 519.42 |  |  |  | 3940 | 519.3871 | [5 empty] | 3945 | 519.885
3941 | 519.513 |  |  |  | 3941 | 519.4801 | [5 empty] | 3946 | 519.978
3942 | 519.606 |  |  |  | 3942 | 519.5731 | [5 empty] | 3947 | 520.071
3943 | 519.699 |  |  |  | 3943 | 519.6661 | [5 empty] | 3948 | 520.164
3944 | 519.792 |  |  |  | 3944 | 519.759 | [5 empty] | 3949 | 520.257
3945 | 519.885 |  |  |  | 3945 | 519.852 | [5 empty] | 3950 | 520.35
3946 | 519.978 |  |  |  | 3946 | 519.945 | [5 empty] | 3951 | 520.443
3947 | 520.071 |  |  |  | 3947 | 520.038 | [5 empty] | 3952 | 520.536
3948 | 520.164 |  |  |  | 3948 | 520.131 | [5 empty] | 3953 | 520.629
3949 | 520.257 |  |  |  | 3949 | 520.224 | [5 empty] | 3954 | 520.722
3950 | 520.35 |  |  |  | 3950 | 520.317 | [5 empty] | 3955 | 520.815
3951 | 520.443 |  |  |  | 3951 | 520.41 | [5 empty] | 3956 | 520.908
3952 | 520.536 |  |  |  | 3952 | 520.503 | [5 empty] | 3957 | 521.001
3953 | 520.629 |  |  |  | 3953 | 520.596 | [5 empty] | 3958 | 521.094
3954 | 520.722 |  |  |  | 3954 | 520.689 | [5 empty] | 3959 | 521.187
3955 | 520.815 |  |  |  | 3955 | 520.782 | [5 empty] | 3960 | 521.28
3956 | 520.908 |  |  |  | 3956 | 520.875 | [5 empty] | 3961 | 521.373
3957 | 521.001 |  |  |  | 3957 | 520.968 | [5 empty] | 3962 | 521.466
3958 | 521.094 |  |  |  | 3958 | 521.061 | [5 empty] | 3963 | 521.559
3959 | 521.187 |  |  |  | 3959 | 521.154 | [5 empty] | 3964 | 521.652
3960 | 521.28 |  |  |  | 3960 | 521.247 | [5 empty] | 3965 | 521.745
3961 | 521.373 |  |  |  | 3961 | 521.34 | [5 empty] | 3966 | 521.838
3962 | 521.466 |  |  |  | 3962 | 521.433 | [5 empty] | 3967 | 521.931
3963 | 521.559 |  |  |  | 3963 | 521.526 | [5 empty] | 3968 | 522.024
3964 | 521.652 |  |  |  | 3964 | 521.619 | [5 empty] | 3969 | 522.117
3965 | 521.745 |  |  |  | 3965 | 521.712 | [5 empty] | 3970 | 522.21
3966 | 521.838 |  |  |  | 3966 | 521.805 | [5 empty] | 3971 | 522.303
3967 | 521.931 |  |  |  | 3967 | 521.898 | [5 empty] | 3972 | 522.396
3968 | 522.024 |  |  |  | 3968 | 521.991 | [5 empty] | 3973 | 522.489
3969 | 522.117 |  |  |  | 3969 | 522.084 | [5 empty] | 3974 | 522.582
3970 | 522.21 |  |  |  | 3970 | 522.177 | [5 empty] | 3975 | 522.675
3971 | 522.303 |  |  |  | 3971 | 522.27 | [5 empty] | 3976 | 522.768
3972 | 522.396 |  |  |  | 3972 | 522.363 | [5 empty] | 3977 | 522.861
3973 | 522.489 |  |  |  | 3973 | 522.456 | [5 empty] | 3978 | 522.954
3974 | 522.582 |  |  |  | 3974 | 522.549 | [5 empty] | 3979 | 523.047
3975 | 522.675 |  |  |  | 3975 | 522.642 | [5 empty] | 3980 | 523.14
3976 | 522.768 |  |  |  | 3976 | 522.735 | [5 empty] | 3981 | 523.233
3977 | 522.861 |  |  |  | 3977 | 522.828 | [5 empty] | 3982 | 523.326
3978 | 522.954 |  |  |  | 3978 | 522.921 | [5 empty] | 3983 | 523.419
3979 | 523.047 |  |  |  | 3979 | 523.014 | [5 empty] | 3984 | 523.512
3980 | 523.14 |  |  |  | 3980 | 523.107 | [5 empty] | 3985 | 523.605
3981 | 523.233 |  |  |  | 3981 | 523.2 | [5 empty] | 3986 | 523.698
3982 | 523.326 |  |  |  | 3982 | 523.293 | [5 empty] | 3987 | 523.791
3983 | 523.419 |  |  |  | 3983 | 523.386 | [5 empty] | 3988 | 523.884
3984 | 523.512 |  |  |  | 3984 | 523.479 | [5 empty] | 3989 | 523.977
3985 | 523.605 |  |  |  | 3985 | 523.572 | [5 empty] | 3990 | 524.07
3986 | 523.698 |  |  |  | 3986 | 523.665 | [5 empty] | 3991 | 524.163
3987 | 523.791 |  |  |  | 3987 | 523.758 | [5 empty] | 3992 | 524.256
3988 | 523.884 |  |  |  | 3988 | 523.851 | [5 empty] | 3993 | 524.349
3989 | 523.977 |  |  |  | 3989 | 523.944 | [5 empty] | 3994 | 524.442
3990 | 524.07 |  |  |  | 3990 | 524.037 | [5 empty] | 3995 | 524.535
3991 | 524.163 |  |  |  | 3991 | 524.13 | [5 empty] | 3996 | 524.628
3992 | 524.256 |  |  |  | 3992 | 524.223 | [5 empty] | 3997 | 524.721
3993 | 524.349 |  |  |  | 3993 | 524.316 | [5 empty] | 3998 | 524.814
3994 | 524.442 |  |  |  | 3994 | 524.409 | [5 empty] | 3999 | 524.907
3995 | 524.535 |  |  |  | 3995 | 524.502 | [5 empty] | 4000 | 525
3996 | 524.628 |  |  |  | 3996 | 524.595 | [5 empty] | 4001 | 525.068
3997 | 524.721 |  |  |  | 3997 | 524.688 | [5 empty] | 4002 | 525.136
3998 | 524.814 |  |  |  | 3998 | 524.781 | [5 empty] | 4003 | 525.204
3999 | 524.907 |  |  |  | 3999 | 524.874 | [5 empty] | 4004 | 525.272
4000 | 525 |  |  |  | 4000 | 524.967 | [5 empty] | 4005 | 525.34
4001 | 525.068 |  |  |  | 4001 | 525.0351 | [5 empty] | 4006 | 525.408
4002 | 525.136 |  |  |  | 4002 | 525.1033 | [5 empty] | 4007 | 525.476
4003 | 525.204 |  |  |  | 4003 | 525.1715 | [5 empty] | 4008 | 525.544
4004 | 525.272 |  |  |  | 4004 | 525.2396 | [5 empty] | 4009 | 525.612
4005 | 525.34 |  |  |  | 4005 | 525.3078 | [5 empty] | 4010 | 525.68
4006 | 525.408 |  |  |  | 4006 | 525.376 | [5 empty] | 4011 | 525.748
4007 | 525.476 |  |  |  | 4007 | 525.4441 | [5 empty] | 4012 | 525.816
4008 | 525.544 |  |  |  | 4008 | 525.5123 | [5 empty] | 4013 | 525.884
4009 | 525.612 |  |  |  | 4009 | 525.5804 | [5 empty] | 4014 | 525.952
4010 | 525.68 |  |  |  | 4010 | 525.6486 | [5 empty] | 4015 | 526.02
4011 | 525.748 |  |  |  | 4011 | 525.7168 | [5 empty] | 4016 | 526.088
4012 | 525.816 |  |  |  | 4012 | 525.7849 | [5 empty] | 4017 | 526.156
4013 | 525.884 |  |  |  | 4013 | 525.8531 | [5 empty] | 4018 | 526.224
4014 | 525.952 |  |  |  | 4014 | 525.9213 | [5 empty] | 4019 | 526.292
4015 | 526.02 |  |  |  | 4015 | 525.9894 | [5 empty] | 4020 | 526.36
4016 | 526.088 |  |  |  | 4016 | 526.0576 | [5 empty] | 4021 | 526.428
4017 | 526.156 |  |  |  | 4017 | 526.1258 | [5 empty] | 4022 | 526.496
4018 | 526.224 |  |  |  | 4018 | 526.1939 | [5 empty] | 4023 | 526.564
4019 | 526.292 |  |  |  | 4019 | 526.2621 | [5 empty] | 4024 | 526.632
4020 | 526.36 |  |  |  | 4020 | 526.3303 | [5 empty] | 4025 | 526.7
4021 | 526.428 |  |  |  | 4021 | 526.3984 | [5 empty] | 4026 | 526.768
4022 | 526.496 |  |  |  | 4022 | 526.4666 | [5 empty] | 4027 | 526.836
4023 | 526.564 |  |  |  | 4023 | 526.5347 | [5 empty] | 4028 | 526.904
4024 | 526.632 |  |  |  | 4024 | 526.6029 | [5 empty] | 4029 | 526.972
4025 | 526.7 |  |  |  | 4025 | 526.6711 | [5 empty] | 4030 | 527.04
4026 | 526.768 |  |  |  | 4026 | 526.7392 | [5 empty] | 4031 | 527.108
4027 | 526.836 |  |  |  | 4027 | 526.8074 | [5 empty] | 4032 | 527.176
4028 | 526.904 |  |  |  | 4028 | 526.8756 | [5 empty] | 4033 | 527.244
4029 | 526.972 |  |  |  | 4029 | 526.9437 | [5 empty] | 4034 | 527.312
4030 | 527.04 |  |  |  | 4030 | 527.0119 | [5 empty] | 4035 | 527.38
4031 | 527.108 |  |  |  | 4031 | 527.0801 | [5 empty] | 4036 | 527.448
4032 | 527.176 |  |  |  | 4032 | 527.1482 | [5 empty] | 4037 | 527.516
4033 | 527.244 |  |  |  | 4033 | 527.2164 | [5 empty] | 4038 | 527.584
4034 | 527.312 |  |  |  | 4034 | 527.2845 | [5 empty] | 4039 | 527.652
4035 | 527.38 |  |  |  | 4035 | 527.3527 | [5 empty] | 4040 | 527.72
4036 | 527.448 |  |  |  | 4036 | 527.4209 | [5 empty] | 4041 | 527.788
4037 | 527.516 |  |  |  | 4037 | 527.489 | [5 empty] | 4042 | 527.856
4038 | 527.584 |  |  |  | 4038 | 527.5572 | [5 empty] | 4043 | 527.924
4039 | 527.652 |  |  |  | 4039 | 527.6254 | [5 empty] | 4044 | 527.992
4040 | 527.72 |  |  |  | 4040 | 527.6935 | [5 empty] | 4045 | 528.06
4041 | 527.788 |  |  |  | 4041 | 527.7617 | [5 empty] | 4046 | 528.128
4042 | 527.856 |  |  |  | 4042 | 527.8299 | [5 empty] | 4047 | 528.196
4043 | 527.924 |  |  |  | 4043 | 527.898 | [5 empty] | 4048 | 528.264
4044 | 527.992 |  |  |  | 4044 | 527.9662 | [5 empty] | 4049 | 528.332
4045 | 528.06 |  |  |  | 4045 | 528.0343 | [5 empty] | 4050 | 528.4
4046 | 528.128 |  |  |  | 4046 | 528.1025 | [5 empty] | 4051 | 528.468
4047 | 528.196 |  |  |  | 4047 | 528.1707 | [5 empty] | 4052 | 528.536
4048 | 528.264 |  |  |  | 4048 | 528.2388 | [5 empty] | 4053 | 528.604
4049 | 528.332 |  |  |  | 4049 | 528.307 | [5 empty] | 4054 | 528.672
4050 | 528.4 |  |  |  | 4050 | 528.3752 | [5 empty] | 4055 | 528.74
4051 | 528.468 |  |  |  | 4051 | 528.4433 | [5 empty] | 4056 | 528.808
4052 | 528.536 |  |  |  | 4052 | 528.5115 | [5 empty] | 4057 | 528.876
4053 | 528.604 |  |  |  | 4053 | 528.5797 | [5 empty] | 4058 | 528.944
4054 | 528.672 |  |  |  | 4054 | 528.6478 | [5 empty] | 4059 | 529.012
4055 | 528.74 |  |  |  | 4055 | 528.716 | [5 empty] | 4060 | 529.08
4056 | 528.808 |  |  |  | 4056 | 528.7841 | [5 empty] | 4061 | 529.148
4057 | 528.876 |  |  |  | 4057 | 528.8523 | [5 empty] | 4062 | 529.216
4058 | 528.944 |  |  |  | 4058 | 528.9205 | [5 empty] | 4063 | 529.284
4059 | 529.012 |  |  |  | 4059 | 528.9886 | [5 empty] | 4064 | 529.352
4060 | 529.08 |  |  |  | 4060 | 529.0568 | [5 empty] | 4065 | 529.42
4061 | 529.148 |  |  |  | 4061 | 529.125 | [5 empty] | 4066 | 529.488
4062 | 529.216 |  |  |  | 4062 | 529.1931 | [5 empty] | 4067 | 529.556
4063 | 529.284 |  |  |  | 4063 | 529.2613 | [5 empty] | 4068 | 529.624
4064 | 529.352 |  |  |  | 4064 | 529.3295 | [5 empty] | 4069 | 529.692
4065 | 529.42 |  |  |  | 4065 | 529.3976 | [5 empty] | 4070 | 529.76
4066 | 529.488 |  |  |  | 4066 | 529.4658 | [5 empty] | 4071 | 529.828
4067 | 529.556 |  |  |  | 4067 | 529.5339 | [5 empty] | 4072 | 529.896
4068 | 529.624 |  |  |  | 4068 | 529.6021 | [5 empty] | 4073 | 529.964
4069 | 529.692 |  |  |  | 4069 | 529.6703 | [5 empty] | 4074 | 530.032
4070 | 529.76 |  |  |  | 4070 | 529.7384 | [5 empty] | 4075 | 530.1
4071 | 529.828 |  |  |  | 4071 | 529.8066 | [5 empty] | 4076 | 530.168
4072 | 529.896 |  |  |  | 4072 | 529.8748 | [5 empty] | 4077 | 530.236
4073 | 529.964 |  |  |  | 4073 | 529.9429 | [5 empty] | 4078 | 530.304
4074 | 530.032 |  |  |  | 4074 | 530.0111 | [5 empty] | 4079 | 530.372
4075 | 530.1 |  |  |  | 4075 | 530.0793 | [5 empty] | 4080 | 530.44
4076 | 530.168 |  |  |  | 4076 | 530.1474 | [5 empty] | 4081 | 530.508
4077 | 530.236 |  |  |  | 4077 | 530.2156 | [5 empty] | 4082 | 530.576
4078 | 530.304 |  |  |  | 4078 | 530.2838 | [5 empty] | 4083 | 530.644
4079 | 530.372 |  |  |  | 4079 | 530.3519 | [5 empty] | 4084 | 530.712
4080 | 530.44 |  |  |  | 4080 | 530.4201 | [5 empty] | 4085 | 530.78
4081 | 530.508 |  |  |  | 4081 | 530.4882 | [5 empty] | 4086 | 530.848
4082 | 530.576 |  |  |  | 4082 | 530.5564 | [5 empty] | 4087 | 530.916
4083 | 530.644 |  |  |  | 4083 | 530.6246 | [5 empty] | 4088 | 530.984
4084 | 530.712 |  |  |  | 4084 | 530.6927 | [5 empty] | 4089 | 531.052
4085 | 530.78 |  |  |  | 4085 | 530.7609 | [5 empty] | 4090 | 531.12
4086 | 530.848 |  |  |  | 4086 | 530.8291 | [5 empty] | 4091 | 531.188
4087 | 530.916 |  |  |  | 4087 | 530.8972 | [5 empty] | 4092 | 531.256
4088 | 530.984 |  |  |  | 4088 | 530.9654 | [5 empty] | 4093 | 531.324
4089 | 531.052 |  |  |  | 4089 | 531.0336 | [5 empty] | 4094 | 531.392
4090 | 531.12 |  |  |  | 4090 | 531.1017 | [5 empty] | 4095 | 531.46
4091 | 531.188 |  |  |  | 4091 | 531.1699 | [5 empty] | 4096 | 531.528
4092 | 531.256 |  |  |  | 4092 | 531.238 | [5 empty] | 4097 | 531.596
4093 | 531.324 |  |  |  | 4093 | 531.3062 | [5 empty] | 4098 | 531.664
4094 | 531.392 |  |  |  | 4094 | 531.3744 | [5 empty] | 4099 | 531.732
4095 | 531.46 |  |  |  | 4095 | 531.4425 | [5 empty] | 4100 | 531.8
4096 | 531.528 |  |  |  | 4096 | 531.5107 | [5 empty] | 4101 | 531.868
4097 | 531.596 |  |  |  | 4097 | 531.5789 | [5 empty] | 4102 | 531.936
4098 | 531.664 |  |  |  | 4098 | 531.647 | [5 empty] | 4103 | 532.004
4099 | 531.732 |  |  |  | 4099 | 531.7152 | [5 empty] | 4104 | 532.072
4100 | 531.8 |  |  |  | 4100 | 531.7834 | [5 empty] | 4105 | 532.14
4101 | 531.868 |  |  |  | 4101 | 531.8515 | [5 empty] | 4106 | 532.208
4102 | 531.936 |  |  |  | 4102 | 531.9197 | [5 empty] | 4107 | 532.276
4103 | 532.004 |  |  |  | 4103 | 531.9878 | [5 empty] | 4108 | 532.344
4104 | 532.072 |  |  |  | 4104 | 532.056 | [5 empty] | 4109 | 532.412
4105 | 532.14 |  |  |  | 4105 | 532.1242 | [5 empty] | 4110 | 532.48
4106 | 532.208 |  |  |  | 4106 | 532.1923 | [5 empty] | 4111 | 532.548
4107 | 532.276 |  |  |  | 4107 | 532.2605 | [5 empty] | 4112 | 532.616
4108 | 532.344 |  |  |  | 4108 | 532.3287 | [5 empty] | 4113 | 532.684
4109 | 532.412 |  |  |  | 4109 | 532.3968 | [5 empty] | 4114 | 532.752
4110 | 532.48 |  |  |  | 4110 | 532.465 | [5 empty] | 4115 | 532.82
4111 | 532.548 |  |  |  | 4111 | 532.5332 | [5 empty] | 4116 | 532.888
4112 | 532.616 |  |  |  | 4112 | 532.6013 | [5 empty] | 4117 | 532.956
4113 | 532.684 |  |  |  | 4113 | 532.6695 | [5 empty] | 4118 | 533.024
4114 | 532.752 |  |  |  | 4114 | 532.7376 | [5 empty] | 4119 | 533.092
4115 | 532.82 |  |  |  | 4115 | 532.8058 | [5 empty] | 4120 | 533.16
4116 | 532.888 |  |  |  | 4116 | 532.874 | [5 empty] | 4121 | 533.228
4117 | 532.956 |  |  |  | 4117 | 532.9421 | [5 empty] | 4122 | 533.296
4118 | 533.024 |  |  |  | 4118 | 533.0103 | [5 empty] | 4123 | 533.364
4119 | 533.092 |  |  |  | 4119 | 533.0785 | [5 empty] | 4124 | 533.432
4120 | 533.16 |  |  |  | 4120 | 533.1466 | [5 empty] | 4125 | 533.5
4121 | 533.228 |  |  |  | 4121 | 533.2148 | [5 empty] | 4126 | 533.568
4122 | 533.296 |  |  |  | 4122 | 533.283 | [5 empty] | 4127 | 533.636
4123 | 533.364 |  |  |  | 4123 | 533.3511 | [5 empty] | 4128 | 533.704
4124 | 533.432 |  |  |  | 4124 | 533.4193 | [5 empty] | 4129 | 533.772
4125 | 533.5 |  |  |  | 4125 | 533.4875 | [5 empty] | 4130 | 533.84
4126 | 533.568 |  |  |  | 4126 | 533.5556 | [5 empty] | 4131 | 533.908
4127 | 533.636 |  |  |  | 4127 | 533.6238 | [5 empty] | 4132 | 533.976
4128 | 533.704 |  |  |  | 4128 | 533.6919 | [5 empty] | 4133 | 534.044
4129 | 533.772 |  |  |  | 4129 | 533.7601 | [5 empty] | 4134 | 534.112
4130 | 533.84 |  |  |  | 4130 | 533.8283 | [5 empty] | 4135 | 534.18
4131 | 533.908 |  |  |  | 4131 | 533.8964 | [5 empty] | 4136 | 534.248
4132 | 533.976 |  |  |  | 4132 | 533.9646 | [5 empty] | 4137 | 534.316
4133 | 534.044 |  |  |  | 4133 | 534.0328 | [5 empty] | 4138 | 534.384
4134 | 534.112 |  |  |  | 4134 | 534.1009 | [5 empty] | 4139 | 534.452
4135 | 534.18 |  |  |  | 4135 | 534.1691 | [5 empty] | 4140 | 534.52
4136 | 534.248 |  |  |  | 4136 | 534.2373 | [5 empty] | 4141 | 534.588
4137 | 534.316 |  |  |  | 4137 | 534.3054 | [5 empty] | 4142 | 534.656
4138 | 534.384 |  |  |  | 4138 | 534.3736 | [5 empty] | 4143 | 534.724
4139 | 534.452 |  |  |  | 4139 | 534.4417 | [5 empty] | 4144 | 534.792
4140 | 534.52 |  |  |  | 4140 | 534.5099 | [5 empty] | 4145 | 534.86
4141 | 534.588 |  |  |  | 4141 | 534.5781 | [5 empty] | 4146 | 534.928
4142 | 534.656 |  |  |  | 4142 | 534.6462 | [5 empty] | 4147 | 534.996
4143 | 534.724 |  |  |  | 4143 | 534.7144 | [5 empty] | 4148 | 535.064
4144 | 534.792 |  |  |  | 4144 | 534.7826 | [5 empty] | 4149 | 535.132
4145 | 534.86 |  |  |  | 4145 | 534.8507 | [5 empty] | 4150 | 535.2
4146 | 534.928 |  |  |  | 4146 | 534.9189 | [5 empty] | 4151 | 535.268
4147 | 534.996 |  |  |  | 4147 | 534.9871 | [5 empty] | 4152 | 535.336
4148 | 535.064 |  |  |  | 4148 | 535.0552 | [5 empty] | 4153 | 535.404
4149 | 535.132 |  |  |  | 4149 | 535.1234 | [5 empty] | 4154 | 535.472
4150 | 535.2 |  |  |  | 4150 | 535.1915 | [5 empty] | 4155 | 535.54
4151 | 535.268 |  |  |  | 4151 | 535.2597 | [5 empty] | 4156 | 535.608
4152 | 535.336 |  |  |  | 4152 | 535.3279 | [5 empty] | 4157 | 535.676
4153 | 535.404 |  |  |  | 4153 | 535.396 | [5 empty] | 4158 | 535.744
4154 | 535.472 |  |  |  | 4154 | 535.4642 | [5 empty] | 4159 | 535.812
4155 | 535.54 |  |  |  | 4155 | 535.5324 | [5 empty] | 4160 | 535.88
4156 | 535.608 |  |  |  | 4156 | 535.6005 | [5 empty] | 4161 | 535.948
4157 | 535.676 |  |  |  | 4157 | 535.6687 | [5 empty] | 4162 | 536.016
4158 | 535.744 |  |  |  | 4158 | 535.7369 | [5 empty] | 4163 | 536.084
4159 | 535.812 |  |  |  | 4159 | 535.805 | [5 empty] | 4164 | 536.152
4160 | 535.88 |  |  |  | 4160 | 535.8732 | [5 empty] | 4165 | 536.22
4161 | 535.948 |  |  |  | 4161 | 535.9413 | [5 empty] | 4166 | 536.288
4162 | 536.016 |  |  |  | 4162 | 536.0095 | [5 empty] | 4167 | 536.356
4163 | 536.084 |  |  |  | 4163 | 536.0777 | [5 empty] | 4168 | 536.424
4164 | 536.152 |  |  |  | 4164 | 536.1458 | [5 empty] | 4169 | 536.492
4165 | 536.22 |  |  |  | 4165 | 536.214 | [5 empty] | 4170 | 536.56
4166 | 536.288 |  |  |  | 4166 | 536.2822 | [5 empty] | 4171 | 536.628
4167 | 536.356 |  |  |  | 4167 | 536.3503 | [5 empty] | 4172 | 536.696
4168 | 536.424 |  |  |  | 4168 | 536.4185 | [5 empty] | 4173 | 536.764
4169 | 536.492 |  |  |  | 4169 | 536.4867 | [5 empty] | 4174 | 536.832
4170 | 536.56 |  |  |  | 4170 | 536.5548 | [5 empty] | 4175 | 536.9
4171 | 536.628 |  |  |  | 4171 | 536.623 | [5 empty] | 4176 | 536.968
4172 | 536.696 |  |  |  | 4172 | 536.6911 | [5 empty] | 4177 | 537.036
4173 | 536.764 |  |  |  | 4173 | 536.7593 | [5 empty] | 4178 | 537.104
4174 | 536.832 |  |  |  | 4174 | 536.8275 | [5 empty] | 4179 | 537.172
4175 | 536.9 |  |  |  | 4175 | 536.8956 | [5 empty] | 4180 | 537.24
4176 | 536.968 |  |  |  | 4176 | 536.9638 | [5 empty] | 4181 | 537.308
4177 | 537.036 |  |  |  | 4177 | 537.032 | [5 empty] | 4182 | 537.376
4178 | 537.104 |  |  |  | 4178 | 537.1001 | [5 empty] | 4183 | 537.444
4179 | 537.172 |  |  |  | 4179 | 537.1683 | [5 empty] | 4184 | 537.512
4180 | 537.24 |  |  |  | 4180 | 537.2365 | [5 empty] | 4185 | 537.58
4181 | 537.308 |  |  |  | 4181 | 537.3046 | [5 empty] | 4186 | 537.648
4182 | 537.376 |  |  |  | 4182 | 537.3728 | [5 empty] | 4187 | 537.716
4183 | 537.444 |  |  |  | 4183 | 537.441 | [5 empty] | 4188 | 537.784
4184 | 537.512 |  |  |  | 4184 | 537.5091 | [5 empty] | 4189 | 537.852
4185 | 537.58 |  |  |  | 4185 | 537.5773 | [5 empty] | 4190 | 537.92
4186 | 537.648 |  |  |  | 4186 | 537.6454 | [5 empty] | 4191 | 537.988
4187 | 537.716 |  |  |  | 4187 | 537.7136 | [5 empty] | 4192 | 538.056
4188 | 537.784 |  |  |  | 4188 | 537.7818 | [5 empty] | 4193 | 538.124
4189 | 537.852 |  |  |  | 4189 | 537.8499 | [5 empty] | 4194 | 538.192
4190 | 537.92 |  |  |  | 4190 | 537.9181 | [5 empty] | 4195 | 538.26
4191 | 537.988 |  |  |  | 4191 | 537.9863 | [5 empty] | 4196 | 538.328
4192 | 538.056 |  |  |  | 4192 | 538.0544 | [5 empty] | 4197 | 538.396
4193 | 538.124 |  |  |  | 4193 | 538.1226 | [5 empty] | 4198 | 538.464
4194 | 538.192 |  |  |  | 4194 | 538.1908 | [5 empty] | 4199 | 538.532
4195 | 538.26 |  |  |  | 4195 | 538.2589 | [5 empty] | 4200 | 538.6
4196 | 538.328 |  |  |  | 4196 | 538.3271 | [5 empty] | 4201 | 538.668
4197 | 538.396 |  |  |  | 4197 | 538.3952 | [5 empty] | 4202 | 538.736
4198 | 538.464 |  |  |  | 4198 | 538.4634 | [5 empty] | 4203 | 538.804
4199 | 538.532 |  |  |  | 4199 | 538.5316 | [5 empty] | 4204 | 538.872
4200 | 538.6 |  |  |  | 4200 | 538.5997 | [5 empty] | 4205 | 538.94
4201 | 538.668 |  |  |  | 4201 | 538.6679 | [5 empty] | 4206 | 539.008
4202 | 538.736 |  |  |  | 4202 | 538.7361 | [5 empty] | 4207 | 539.076
4203 | 538.804 |  |  |  | 4203 | 538.8042 | [5 empty] | 4208 | 539.144
4204 | 538.872 |  |  |  | 4204 | 538.8724 | [5 empty] | 4209 | 539.212
4205 | 538.94 |  |  |  | 4205 | 538.9406 | [5 empty] | 4210 | 539.28
4206 | 539.008 |  |  |  | 4206 | 539.0087 | [5 empty] | 4211 | 539.348
4207 | 539.076 |  |  |  | 4207 | 539.0769 | [5 empty] | 4212 | 539.416
4208 | 539.144 |  |  |  | 4208 | 539.145 | [5 empty] | 4213 | 539.484
4209 | 539.212 |  |  |  | 4209 | 539.2132 | [5 empty] | 4214 | 539.552
4210 | 539.28 |  |  |  | 4210 | 539.2814 | [5 empty] | 4215 | 539.62
4211 | 539.348 |  |  |  | 4211 | 539.3495 | [5 empty] | 4216 | 539.688
4212 | 539.416 |  |  |  | 4212 | 539.4177 | [5 empty] | 4217 | 539.756
4213 | 539.484 |  |  |  | 4213 | 539.4859 | [5 empty] | 4218 | 539.824
4214 | 539.552 |  |  |  | 4214 | 539.554 | [5 empty] | 4219 | 539.892
4215 | 539.62 |  |  |  | 4215 | 539.6222 | [5 empty] | 4220 | 539.96
4216 | 539.688 |  |  |  | 4216 | 539.6904 | [5 empty] | 4221 | 540.028
4217 | 539.756 |  |  |  | 4217 | 539.7585 | [5 empty] | 4222 | 540.096
4218 | 539.824 |  |  |  | 4218 | 539.8267 | [5 empty] | 4223 | 540.164
4219 | 539.892 |  |  |  | 4219 | 539.8948 | [5 empty] | 4224 | 540.232
4220 | 539.96 |  |  |  | 4220 | 539.963 | [5 empty] | 4225 | 540.3
4221 | 540.028 |  |  |  | 4221 | 540.0312 | [5 empty] | 4226 | 540.368
4222 | 540.096 |  |  |  | 4222 | 540.0993 | [5 empty] | 4227 | 540.436
4223 | 540.164 |  |  |  | 4223 | 540.1675 | [5 empty] | 4228 | 540.504
4224 | 540.232 |  |  |  | 4224 | 540.2357 | [5 empty] | 4229 | 540.572
4225 | 540.3 |  |  |  | 4225 | 540.3038 | [5 empty] | 4230 | 540.64
4226 | 540.368 |  |  |  | 4226 | 540.372 | [5 empty] | 4231 | 540.708
4227 | 540.436 |  |  |  | 4227 | 540.4402 | [5 empty] | 4232 | 540.776
4228 | 540.504 |  |  |  | 4228 | 540.5083 | [5 empty] | 4233 | 540.844
4229 | 540.572 |  |  |  | 4229 | 540.5765 | [5 empty] | 4234 | 540.912
4230 | 540.64 |  |  |  | 4230 | 540.6446 | [5 empty] | 4235 | 540.98
4231 | 540.708 |  |  |  | 4231 | 540.7128 | [5 empty] | 4236 | 541.048
4232 | 540.776 |  |  |  | 4232 | 540.781 | [5 empty] | 4237 | 541.116
4233 | 540.844 |  |  |  | 4233 | 540.8491 | [5 empty] | 4238 | 541.184
4234 | 540.912 |  |  |  | 4234 | 540.9173 | [5 empty] | 4239 | 541.252
4235 | 540.98 |  |  |  | 4235 | 540.9855 | [5 empty] | 4240 | 541.32
4236 | 541.048 |  |  |  | 4236 | 541.0536 | [5 empty] | 4241 | 541.388
4237 | 541.116 |  |  |  | 4237 | 541.1218 | [5 empty] | 4242 | 541.456
4238 | 541.184 |  |  |  | 4238 | 541.19 | [5 empty] | 4243 | 541.524
4239 | 541.252 |  |  |  | 4239 | 541.2581 | [5 empty] | 4244 | 541.592
4240 | 541.32 |  |  |  | 4240 | 541.3263 | [5 empty] | 4245 | 541.66
4241 | 541.388 |  |  |  | 4241 | 541.3945 | [5 empty] | 4246 | 541.728
4242 | 541.456 |  |  |  | 4242 | 541.4626 | [5 empty] | 4247 | 541.796
4243 | 541.524 |  |  |  | 4243 | 541.5308 | [5 empty] | 4248 | 541.864
4244 | 541.592 |  |  |  | 4244 | 541.5989 | [5 empty] | 4249 | 541.932
4245 | 541.66 |  |  |  | 4245 | 541.6671 | [5 empty] | 4250 | 542
4246 | 541.728 |  |  |  | 4246 | 541.7353 | [5 empty] | 4251 | 542.068
4247 | 541.796 |  |  |  | 4247 | 541.8034 | [5 empty] | 4252 | 542.136
4248 | 541.864 |  |  |  | 4248 | 541.8716 | [5 empty] | 4253 | 542.204
4249 | 541.932 |  |  |  | 4249 | 541.9398 | [5 empty] | 4254 | 542.272
4250 | 542 |  |  |  | 4250 | 542.0079 | [5 empty] | 4255 | 542.34
4251 | 542.068 |  |  |  | 4251 | 542.0761 | [5 empty] | 4256 | 542.408
4252 | 542.136 |  |  |  | 4252 | 542.1443 | [5 empty] | 4257 | 542.476
4253 | 542.204 |  |  |  | 4253 | 542.2124 | [5 empty] | 4258 | 542.544
4254 | 542.272 |  |  |  | 4254 | 542.2806 | [5 empty] | 4259 | 542.612
4255 | 542.34 |  |  |  | 4255 | 542.3487 | [5 empty] | 4260 | 542.68
4256 | 542.408 |  |  |  | 4256 | 542.4169 | [5 empty] | 4261 | 542.748
4257 | 542.476 |  |  |  | 4257 | 542.4851 | [5 empty] | 4262 | 542.816
4258 | 542.544 |  |  |  | 4258 | 542.5532 | [5 empty] | 4263 | 542.884
4259 | 542.612 |  |  |  | 4259 | 542.6214 | [5 empty] | 4264 | 542.952
4260 | 542.68 |  |  |  | 4260 | 542.6896 | [5 empty] | 4265 | 543.02
4261 | 542.748 |  |  |  | 4261 | 542.7577 | [5 empty] | 4266 | 543.088
4262 | 542.816 |  |  |  | 4262 | 542.8259 | [5 empty] | 4267 | 543.156
4263 | 542.884 |  |  |  | 4263 | 542.8941 | [5 empty] | 4268 | 543.224
4264 | 542.952 |  |  |  | 4264 | 542.9622 | [5 empty] | 4269 | 543.292
4265 | 543.02 |  |  |  | 4265 | 543.0304 | [5 empty] | 4270 | 543.36
4266 | 543.088 |  |  |  | 4266 | 543.0985 | [5 empty] | 4271 | 543.428
4267 | 543.156 |  |  |  | 4267 | 543.1667 | [5 empty] | 4272 | 543.496
4268 | 543.224 |  |  |  | 4268 | 543.2349 | [5 empty] | 4273 | 543.564
4269 | 543.292 |  |  |  | 4269 | 543.303 | [5 empty] | 4274 | 543.632
4270 | 543.36 |  |  |  | 4270 | 543.3712 | [5 empty] | 4275 | 543.7
4271 | 543.428 |  |  |  | 4271 | 543.4394 | [5 empty] | 4276 | 543.768
4272 | 543.496 |  |  |  | 4272 | 543.5075 | [5 empty] | 4277 | 543.836
4273 | 543.564 |  |  |  | 4273 | 543.5757 | [5 empty] | 4278 | 543.904
4274 | 543.632 |  |  |  | 4274 | 543.6439 | [5 empty] | 4279 | 543.972
4275 | 543.7 |  |  |  | 4275 | 543.712 | [5 empty] | 4280 | 544.04
4276 | 543.768 |  |  |  | 4276 | 543.7802 | [5 empty] | 4281 | 544.108
4277 | 543.836 |  |  |  | 4277 | 543.8483 | [5 empty] | 4282 | 544.176
4278 | 543.904 |  |  |  | 4278 | 543.9165 | [5 empty] | 4283 | 544.244
4279 | 543.972 |  |  |  | 4279 | 543.9847 | [5 empty] | 4284 | 544.312
4280 | 544.04 |  |  |  | 4280 | 544.0528 | [5 empty] | 4285 | 544.38
4281 | 544.108 |  |  |  | 4281 | 544.121 | [5 empty] | 4286 | 544.448
4282 | 544.176 |  |  |  | 4282 | 544.1892 | [5 empty] | 4287 | 544.516
4283 | 544.244 |  |  |  | 4283 | 544.2573 | [5 empty] | 4288 | 544.584
4284 | 544.312 |  |  |  | 4284 | 544.3255 | [5 empty] | 4289 | 544.652
4285 | 544.38 |  |  |  | 4285 | 544.3937 | [5 empty] | 4290 | 544.72
4286 | 544.448 |  |  |  | 4286 | 544.4618 | [5 empty] | 4291 | 544.788
4287 | 544.516 |  |  |  | 4287 | 544.53 | [5 empty] | 4292 | 544.856
4288 | 544.584 |  |  |  | 4288 | 544.5982 | [5 empty] | 4293 | 544.924
4289 | 544.652 |  |  |  | 4289 | 544.6663 | [5 empty] | 4294 | 544.992
4290 | 544.72 |  |  |  | 4290 | 544.7345 | [5 empty] | 4295 | 545.06
4291 | 544.788 |  |  |  | 4291 | 544.8026 | [5 empty] | 4296 | 545.128
4292 | 544.856 |  |  |  | 4292 | 544.8708 | [5 empty] | 4297 | 545.196
4293 | 544.924 |  |  |  | 4293 | 544.939 | [5 empty] | 4298 | 545.264
4294 | 544.992 |  |  |  | 4294 | 545.0071 | [5 empty] | 4299 | 545.332
4295 | 545.06 |  |  |  | 4295 | 545.0753 | [5 empty] | 4300 | 545.4
4296 | 545.128 |  |  |  | 4296 | 545.1435 | [5 empty] | 4301 | 545.468
4297 | 545.196 |  |  |  | 4297 | 545.2116 | [5 empty] | 4302 | 545.536
4298 | 545.264 |  |  |  | 4298 | 545.2798 | [5 empty] | 4303 | 545.604
4299 | 545.332 |  |  |  | 4299 | 545.348 | [5 empty] | 4304 | 545.672
4300 | 545.4 |  |  |  | 4300 | 545.4161 | [5 empty] | 4305 | 545.74
4301 | 545.468 |  |  |  | 4301 | 545.4843 | [5 empty] | 4306 | 545.808
4302 | 545.536 |  |  |  | 4302 | 545.5524 | [5 empty] | 4307 | 545.876
4303 | 545.604 |  |  |  | 4303 | 545.6206 | [5 empty] | 4308 | 545.944
4304 | 545.672 |  |  |  | 4304 | 545.6888 | [5 empty] | 4309 | 546.012
4305 | 545.74 |  |  |  | 4305 | 545.7569 | [5 empty] | 4310 | 546.08
4306 | 545.808 |  |  |  | 4306 | 545.8251 | [5 empty] | 4311 | 546.148
4307 | 545.876 |  |  |  | 4307 | 545.8933 | [5 empty] | 4312 | 546.216
4308 | 545.944 |  |  |  | 4308 | 545.9614 | [5 empty] | 4313 | 546.284
4309 | 546.012 |  |  |  | 4309 | 546.0296 | [5 empty] | 4314 | 546.352
4310 | 546.08 |  |  |  | 4310 | 546.0978 | [5 empty] | 4315 | 546.42
4311 | 546.148 |  |  |  | 4311 | 546.1659 | [5 empty] | 4316 | 546.488
4312 | 546.216 |  |  |  | 4312 | 546.2341 | [5 empty] | 4317 | 546.556
4313 | 546.284 |  |  |  | 4313 | 546.3022 | [5 empty] | 4318 | 546.624
4314 | 546.352 |  |  |  | 4314 | 546.3704 | [5 empty] | 4319 | 546.692
4315 | 546.42 |  |  |  | 4315 | 546.4386 | [5 empty] | 4320 | 546.76
4316 | 546.488 |  |  |  | 4316 | 546.5067 | [5 empty] | 4321 | 546.828
4317 | 546.556 |  |  |  | 4317 | 546.5749 | [5 empty] | 4322 | 546.896
4318 | 546.624 |  |  |  | 4318 | 546.6431 | [5 empty] | 4323 | 546.964
4319 | 546.692 |  |  |  | 4319 | 546.7112 | [5 empty] | 4324 | 547.032
4320 | 546.76 |  |  |  | 4320 | 546.7794 | [5 empty] | 4325 | 547.1
4321 | 546.828 |  |  |  | 4321 | 546.8476 | [5 empty] | 4326 | 547.168
4322 | 546.896 |  |  |  | 4322 | 546.9157 | [5 empty] | 4327 | 547.236
4323 | 546.964 |  |  |  | 4323 | 546.9839 | [5 empty] | 4328 | 547.304
4324 | 547.032 |  |  |  | 4324 | 547.052 | [5 empty] | 4329 | 547.372
4325 | 547.1 |  |  |  | 4325 | 547.1202 | [5 empty] | 4330 | 547.44
4326 | 547.168 |  |  |  | 4326 | 547.1884 | [5 empty] | 4331 | 547.508
4327 | 547.236 |  |  |  | 4327 | 547.2565 | [5 empty] | 4332 | 547.576
4328 | 547.304 |  |  |  | 4328 | 547.3247 | [5 empty] | 4333 | 547.644
4329 | 547.372 |  |  |  | 4329 | 547.3929 | [5 empty] | 4334 | 547.712
4330 | 547.44 |  |  |  | 4330 | 547.461 | [5 empty] | 4335 | 547.78
4331 | 547.508 |  |  |  | 4331 | 547.5292 | [5 empty] | 4336 | 547.848
4332 | 547.576 |  |  |  | 4332 | 547.5974 | [5 empty] | 4337 | 547.916
4333 | 547.644 |  |  |  | 4333 | 547.6655 | [5 empty] | 4338 | 547.984
4334 | 547.712 |  |  |  | 4334 | 547.7337 | [5 empty] | 4339 | 548.052
4335 | 547.78 |  |  |  | 4335 | 547.8018 | [5 empty] | 4340 | 548.12
4336 | 547.848 |  |  |  | 4336 | 547.87 | [5 empty] | 4341 | 548.188
4337 | 547.916 |  |  |  | 4337 | 547.9382 | [5 empty] | 4342 | 548.256
4338 | 547.984 |  |  |  | 4338 | 548.0063 | [5 empty] | 4343 | 548.324
4339 | 548.052 |  |  |  | 4339 | 548.0745 | [5 empty] | 4344 | 548.392
4340 | 548.12 |  |  |  | 4340 | 548.1427 | [5 empty] | 4345 | 548.46
4341 | 548.188 |  |  |  | 4341 | 548.2108 | [5 empty] | 4346 | 548.528
4342 | 548.256 |  |  |  | 4342 | 548.279 | [5 empty] | 4347 | 548.596
4343 | 548.324 |  |  |  | 4343 | 548.3472 | [5 empty] | 4348 | 548.664
4344 | 548.392 |  |  |  | 4344 | 548.4153 | [5 empty] | 4349 | 548.732
4345 | 548.46 |  |  |  | 4345 | 548.4835 | [5 empty] | 4350 | 548.8
4346 | 548.528 |  |  |  | 4346 | 548.5517 | [5 empty] | 4351 | 548.868
4347 | 548.596 |  |  |  | 4347 | 548.6198 | [5 empty] | 4352 | 548.936
4348 | 548.664 |  |  |  | 4348 | 548.688 | [5 empty] | 4353 | 549.004
4349 | 548.732 |  |  |  | 4349 | 548.7561 | [5 empty] | 4354 | 549.072
4350 | 548.8 |  |  |  | 4350 | 548.8243 | [5 empty] | 4355 | 549.14
4351 | 548.868 |  |  |  | 4351 | 548.8925 | [5 empty] | 4356 | 549.208
4352 | 548.936 |  |  |  | 4352 | 548.9606 | [5 empty] | 4357 | 549.276
4353 | 549.004 |  |  |  | 4353 | 549.0288 | [5 empty] | 4358 | 549.344
4354 | 549.072 |  |  |  | 4354 | 549.097 | [5 empty] | 4359 | 549.412
4355 | 549.14 |  |  |  | 4355 | 549.1651 | [5 empty] | 4360 | 549.48
4356 | 549.208 |  |  |  | 4356 | 549.2333 | [5 empty] | 4361 | 549.548
4357 | 549.276 |  |  |  | 4357 | 549.3015 | [5 empty] | 4362 | 549.616
4358 | 549.344 |  |  |  | 4358 | 549.3696 | [5 empty] | 4363 | 549.684
4359 | 549.412 |  |  |  | 4359 | 549.4378 | [5 empty] | 4364 | 549.752
4360 | 549.48 |  |  |  | 4360 | 549.5059 | [5 empty] | 4365 | 549.82
4361 | 549.548 |  |  |  | 4361 | 549.5741 | [5 empty] | 4366 | 549.888
4362 | 549.616 |  |  |  | 4362 | 549.6423 | [5 empty] | 4367 | 549.956
4363 | 549.684 |  |  |  | 4363 | 549.7104 | [5 empty] | 4368 | 550.024
4364 | 549.752 |  |  |  | 4364 | 549.7786 | [5 empty] | 4369 | 550.092
4365 | 549.82 |  |  |  | 4365 | 549.8468 | [5 empty] | 4370 | 550.16
4366 | 549.888 |  |  |  | 4366 | 549.9149 | [5 empty] | 4371 | 550.228
4367 | 549.956 |  |  |  | 4367 | 549.9831 | [5 empty] | 4372 | 550.296
4368 | 550.024 |  |  |  | 4368 | 550.0513 | [5 empty] | 4373 | 550.364
4369 | 550.092 |  |  |  | 4369 | 550.1194 | [5 empty] | 4374 | 550.432
4370 | 550.16 |  |  |  | 4370 | 550.1876 | [5 empty] | 4375 | 550.5
4371 | 550.228 |  |  |  | 4371 | 550.2557 | [5 empty] | 4376 | 550.568
4372 | 550.296 |  |  |  | 4372 | 550.3239 | [5 empty] | 4377 | 550.636
4373 | 550.364 |  |  |  | 4373 | 550.3921 | [5 empty] | 4378 | 550.704
4374 | 550.432 |  |  |  | 4374 | 550.4602 | [5 empty] | 4379 | 550.772
4375 | 550.5 |  |  |  | 4375 | 550.5284 | [5 empty] | 4380 | 550.84
4376 | 550.568 |  |  |  | 4376 | 550.5966 | [5 empty] | 4381 | 550.908
4377 | 550.636 |  |  |  | 4377 | 550.6647 | [5 empty] | 4382 | 550.976
4378 | 550.704 |  |  |  | 4378 | 550.7329 | [5 empty] | 4383 | 551.044
4379 | 550.772 |  |  |  | 4379 | 550.8011 | [5 empty] | 4384 | 551.112
4380 | 550.84 |  |  |  | 4380 | 550.8692 | [5 empty] | 4385 | 551.18
4381 | 550.908 |  |  |  | 4381 | 550.9374 | [5 empty] | 4386 | 551.248
4382 | 550.976 |  |  |  | 4382 | 551.0055 | [5 empty] | 4387 | 551.316
4383 | 551.044 |  |  |  | 4383 | 551.0737 | [5 empty] | 4388 | 551.384
4384 | 551.112 |  |  |  | 4384 | 551.1419 | [5 empty] | 4389 | 551.452
4385 | 551.18 |  |  |  | 4385 | 551.21 | [5 empty] | 4390 | 551.52
4386 | 551.248 |  |  |  | 4386 | 551.2782 | [5 empty] | 4391 | 551.588
4387 | 551.316 |  |  |  | 4387 | 551.3464 | [5 empty] | 4392 | 551.656
4388 | 551.384 |  |  |  | 4388 | 551.4145 | [5 empty] | 4393 | 551.724
4389 | 551.452 |  |  |  | 4389 | 551.4827 | [5 empty] | 4394 | 551.792
4390 | 551.52 |  |  |  | 4390 | 551.5509 | [5 empty] | 4395 | 551.86
4391 | 551.588 |  |  |  | 4391 | 551.619 | [5 empty] | 4396 | 551.928
4392 | 551.656 |  |  |  | 4392 | 551.6872 | [5 empty] | 4397 | 551.996
4393 | 551.724 |  |  |  | 4393 | 551.7554 | [5 empty] | 4398 | 552.064
4394 | 551.792 |  |  |  | 4394 | 551.8235 | [5 empty] | 4399 | 552.132
4395 | 551.86 |  |  |  | 4395 | 551.8917 | [5 empty] | 4400 | 552.2
4396 | 551.928 |  |  |  | 4396 | 551.9598 | [5 empty] | 4401 | 552.268
4397 | 551.996 |  |  |  | 4397 | 552.028 | [5 empty] | 4402 | 552.336
4398 | 552.064 |  |  |  | 4398 | 552.0962 | [5 empty] | 4403 | 552.404
4399 | 552.132 |  |  |  | 4399 | 552.1643 | [5 empty] | 4404 | 552.472
4400 | 552.2 |  |  |  | 4400 | 552.2325 | [5 empty] | 4405 | 552.54
4401 | 552.268 |  |  |  | 4401 | 552.3007 | [5 empty] | 4406 | 552.608
4402 | 552.336 |  |  |  | 4402 | 552.3688 | [5 empty] | 4407 | 552.676
4403 | 552.404 |  |  |  | 4403 | 552.437 | [5 empty] | 4408 | 552.744
4404 | 552.472 |  |  |  | 4404 | 552.5052 | [5 empty] | 4409 | 552.812
4405 | 552.54 |  |  |  | 4405 | 552.5733 | [5 empty] | 4410 | 552.88
4406 | 552.608 |  |  |  | 4406 | 552.6415 | [5 empty] | 4411 | 552.948
4407 | 552.676 |  |  |  | 4407 | 552.7096 | [5 empty] | 4412 | 553.016
4408 | 552.744 |  |  |  | 4408 | 552.7778 | [5 empty] | 4413 | 553.084
4409 | 552.812 |  |  |  | 4409 | 552.846 | [5 empty] | 4414 | 553.152
4410 | 552.88 |  |  |  | 4410 | 552.9141 | [5 empty] | 4415 | 553.22
4411 | 552.948 |  |  |  | 4411 | 552.9823 | [5 empty] | 4416 | 553.288
4412 | 553.016 |  |  |  | 4412 | 553.0505 | [5 empty] | 4417 | 553.356
4413 | 553.084 |  |  |  | 4413 | 553.1186 | [5 empty] | 4418 | 553.424
4414 | 553.152 |  |  |  | 4414 | 553.1868 | [5 empty] | 4419 | 553.492
4415 | 553.22 |  |  |  | 4415 | 553.255 | [5 empty] | 4420 | 553.56
4416 | 553.288 |  |  |  | 4416 | 553.3231 | [5 empty] | 4421 | 553.628
4417 | 553.356 |  |  |  | 4417 | 553.3913 | [5 empty] | 4422 | 553.696
4418 | 553.424 |  |  |  | 4418 | 553.4594 | [5 empty] | 4423 | 553.764
4419 | 553.492 |  |  |  | 4419 | 553.5276 | [5 empty] | 4424 | 553.832
4420 | 553.56 |  |  |  | 4420 | 553.5958 | [5 empty] | 4425 | 553.9
4421 | 553.628 |  |  |  | 4421 | 553.6639 | [5 empty] | 4426 | 553.968
4422 | 553.696 |  |  |  | 4422 | 553.7321 | [5 empty] | 4427 | 554.036
4423 | 553.764 |  |  |  | 4423 | 553.8003 | [5 empty] | 4428 | 554.104
4424 | 553.832 |  |  |  | 4424 | 553.8684 | [5 empty] | 4429 | 554.172
4425 | 553.9 |  |  |  | 4425 | 553.9366 | [5 empty] | 4430 | 554.24
4426 | 553.968 |  |  |  | 4426 | 554.0048 | [5 empty] | 4431 | 554.308
4427 | 554.036 |  |  |  | 4427 | 554.0729 | [5 empty] | 4432 | 554.376
4428 | 554.104 |  |  |  | 4428 | 554.1411 | [5 empty] | 4433 | 554.444
4429 | 554.172 |  |  |  | 4429 | 554.2092 | [5 empty] | 4434 | 554.512
4430 | 554.24 |  |  |  | 4430 | 554.2774 | [5 empty] | 4435 | 554.58
4431 | 554.308 |  |  |  | 4431 | 554.3456 | [5 empty] | 4436 | 554.648
4432 | 554.376 |  |  |  | 4432 | 554.4137 | [5 empty] | 4437 | 554.716
4433 | 554.444 |  |  |  | 4433 | 554.4819 | [5 empty] | 4438 | 554.784
4434 | 554.512 |  |  |  | 4434 | 554.5501 | [5 empty] | 4439 | 554.852
4435 | 554.58 |  |  |  | 4435 | 554.6182 | [5 empty] | 4440 | 554.92
4436 | 554.648 |  |  |  | 4436 | 554.6864 | [5 empty] | 4441 | 554.988
4437 | 554.716 |  |  |  | 4437 | 554.7546 | [5 empty] | 4442 | 555.056
4438 | 554.784 |  |  |  | 4438 | 554.8227 | [5 empty] | 4443 | 555.124
4439 | 554.852 |  |  |  | 4439 | 554.8909 | [5 empty] | 4444 | 555.192
4440 | 554.92 |  |  |  | 4440 | 554.959 | [5 empty] | 4445 | 555.26
4441 | 554.988 |  |  |  | 4441 | 555.0272 | [5 empty] | 4446 | 555.328
4442 | 555.056 |  |  |  | 4442 | 555.0954 | [5 empty] | 4447 | 555.396
4443 | 555.124 |  |  |  | 4443 | 555.1635 | [5 empty] | 4448 | 555.464
4444 | 555.192 |  |  |  | 4444 | 555.2317 | [5 empty] | 4449 | 555.532
4445 | 555.26 |  |  |  | 4445 | 555.2999 | [5 empty] | 4450 | 555.6
4446 | 555.328 |  |  |  | 4446 | 555.368 | [5 empty] | 4451 | 555.668
4447 | 555.396 |  |  |  | 4447 | 555.4362 | [5 empty] | 4452 | 555.736
4448 | 555.464 |  |  |  | 4448 | 555.5044 | [5 empty] | 4453 | 555.804
4449 | 555.532 |  |  |  | 4449 | 555.5725 | [5 empty] | 4454 | 555.872
4450 | 555.6 |  |  |  | 4450 | 555.6407 | [5 empty] | 4455 | 555.94
4451 | 555.668 |  |  |  | 4451 | 555.7089 | [5 empty] | 4456 | 556.008
4452 | 555.736 |  |  |  | 4452 | 555.777 | [5 empty] | 4457 | 556.076
4453 | 555.804 |  |  |  | 4453 | 555.8452 | [5 empty] | 4458 | 556.144
4454 | 555.872 |  |  |  | 4454 | 555.9133 | [5 empty] | 4459 | 556.212
4455 | 555.94 |  |  |  | 4455 | 555.9815 | [5 empty] | 4460 | 556.28
4456 | 556.008 |  |  |  | 4456 | 556.0497 | [5 empty] | 4461 | 556.348
4457 | 556.076 |  |  |  | 4457 | 556.1178 | [5 empty] | 4462 | 556.416
4458 | 556.144 |  |  |  | 4458 | 556.186 | [5 empty] | 4463 | 556.484
4459 | 556.212 |  |  |  | 4459 | 556.2542 | [5 empty] | 4464 | 556.552
4460 | 556.28 |  |  |  | 4460 | 556.3223 | [5 empty] | 4465 | 556.62
4461 | 556.348 |  |  |  | 4461 | 556.3905 | [5 empty] | 4466 | 556.688
4462 | 556.416 |  |  |  | 4462 | 556.4587 | [5 empty] | 4467 | 556.756
4463 | 556.484 |  |  |  | 4463 | 556.5268 | [5 empty] | 4468 | 556.824
4464 | 556.552 |  |  |  | 4464 | 556.595 | [5 empty] | 4469 | 556.892
4465 | 556.62 |  |  |  | 4465 | 556.6631 | [5 empty] | 4470 | 556.96
4466 | 556.688 |  |  |  | 4466 | 556.7313 | [5 empty] | 4471 | 557.028
4467 | 556.756 |  |  |  | 4467 | 556.7995 | [5 empty] | 4472 | 557.096
4468 | 556.824 |  |  |  | 4468 | 556.8676 | [5 empty] | 4473 | 557.164
4469 | 556.892 |  |  |  | 4469 | 556.9358 | [5 empty] | 4474 | 557.232
4470 | 556.96 |  |  |  | 4470 | 557.004 | [5 empty] | 4475 | 557.3
4471 | 557.028 |  |  |  | 4471 | 557.0721 | [5 empty] | 4476 | 557.368
4472 | 557.096 |  |  |  | 4472 | 557.1403 | [5 empty] | 4477 | 557.436
4473 | 557.164 |  |  |  | 4473 | 557.2085 | [5 empty] | 4478 | 557.504
4474 | 557.232 |  |  |  | 4474 | 557.2766 | [5 empty] | 4479 | 557.572
4475 | 557.3 |  |  |  | 4475 | 557.3448 | [5 empty] | 4480 | 557.64
4476 | 557.368 |  |  |  | 4476 | 557.4129 | [5 empty] | 4481 | 557.708
4477 | 557.436 |  |  |  | 4477 | 557.4811 | [5 empty] | 4482 | 557.776
4478 | 557.504 |  |  |  | 4478 | 557.5493 | [5 empty] | 4483 | 557.844
4479 | 557.572 |  |  |  | 4479 | 557.6174 | [5 empty] | 4484 | 557.912
4480 | 557.64 |  |  |  | 4480 | 557.6856 | [5 empty] | 4485 | 557.98
4481 | 557.708 |  |  |  | 4481 | 557.7538 | [5 empty] | 4486 | 558.048
4482 | 557.776 |  |  |  | 4482 | 557.8219 | [5 empty] | 4487 | 558.116
4483 | 557.844 |  |  |  | 4483 | 557.8901 | [5 empty] | 4488 | 558.184
4484 | 557.912 |  |  |  | 4484 | 557.9583 | [5 empty] | 4489 | 558.252
4485 | 557.98 |  |  |  | 4485 | 558.0264 | [5 empty] | 4490 | 558.32
4486 | 558.048 |  |  |  | 4486 | 558.0946 | [5 empty] | 4491 | 558.388
4487 | 558.116 |  |  |  | 4487 | 558.1627 | [5 empty] | 4492 | 558.456
4488 | 558.184 |  |  |  | 4488 | 558.2309 | [5 empty] | 4493 | 558.524
4489 | 558.252 |  |  |  | 4489 | 558.2991 | [5 empty] | 4494 | 558.592
4490 | 558.32 |  |  |  | 4490 | 558.3672 | [5 empty] | 4495 | 558.66
4491 | 558.388 |  |  |  | 4491 | 558.4354 | [5 empty] | 4496 | 558.728
4492 | 558.456 |  |  |  | 4492 | 558.5036 | [5 empty] | 4497 | 558.796
4493 | 558.524 |  |  |  | 4493 | 558.5717 | [5 empty] | 4498 | 558.864
4494 | 558.592 |  |  |  | 4494 | 558.6399 | [5 empty] | 4499 | 558.932
4495 | 558.66 |  |  |  | 4495 | 558.7081 | [5 empty] | 4500 | 559
4496 | 558.728 |  |  |  | 4496 | 558.7762 | [5 empty] | 4501 | 559.068
4497 | 558.796 |  |  |  | 4497 | 558.8444 | [5 empty] | 4502 | 559.136
4498 | 558.864 |  |  |  | 4498 | 558.9125 | [5 empty] | 4503 | 559.204
4499 | 558.932 |  |  |  | 4499 | 558.9807 | [5 empty] | 4504 | 559.272
4500 | 559 |  |  |  | 4500 | 559.0489 | [5 empty] | 4505 | 559.34
4501 | 559.068 |  |  |  | 4501 | 559.117 | [5 empty] | 4506 | 559.408
4502 | 559.136 |  |  |  | 4502 | 559.1852 | [5 empty] | 4507 | 559.476
4503 | 559.204 |  |  |  | 4503 | 559.2534 | [5 empty] | 4508 | 559.544
4504 | 559.272 |  |  |  | 4504 | 559.3215 | [5 empty] | 4509 | 559.612
4505 | 559.34 |  |  |  | 4505 | 559.3897 | [5 empty] | 4510 | 559.68
4506 | 559.408 |  |  |  | 4506 | 559.4579 | [5 empty] | 4511 | 559.748
4507 | 559.476 |  |  |  | 4507 | 559.526 | [5 empty] | 4512 | 559.816
4508 | 559.544 |  |  |  | 4508 | 559.5942 | [5 empty] | 4513 | 559.884
4509 | 559.612 |  |  |  | 4509 | 559.6624 | [5 empty] | 4514 | 559.952
4510 | 559.68 |  |  |  | 4510 | 559.7305 | [5 empty] | 4515 | 560.02
4511 | 559.748 |  |  |  | 4511 | 559.7987 | [5 empty] | 4516 | 560.088
4512 | 559.816 |  |  |  | 4512 | 559.8668 | [5 empty] | 4517 | 560.156
4513 | 559.884 |  |  |  | 4513 | 559.935 | [5 empty] | 4518 | 560.224
4514 | 559.952 |  |  |  | 4514 | 560.0032 | [5 empty] | 4519 | 560.292
4515 | 560.02 |  |  |  | 4515 | 560.0713 | [5 empty] | 4520 | 560.36
4516 | 560.088 |  |  |  | 4516 | 560.1395 | [5 empty] | 4521 | 560.428
4517 | 560.156 |  |  |  | 4517 | 560.2077 | [5 empty] | 4522 | 560.496
4518 | 560.224 |  |  |  | 4518 | 560.2758 | [5 empty] | 4523 | 560.564
4519 | 560.292 |  |  |  | 4519 | 560.344 | [5 empty] | 4524 | 560.632
4520 | 560.36 |  |  |  | 4520 | 560.4122 | [5 empty] | 4525 | 560.7
4521 | 560.428 |  |  |  | 4521 | 560.4803 | [5 empty] | 4526 | 560.768
4522 | 560.496 |  |  |  | 4522 | 560.5485 | [5 empty] | 4527 | 560.836
4523 | 560.564 |  |  |  | 4523 | 560.6166 | [5 empty] | 4528 | 560.904
4524 | 560.632 |  |  |  | 4524 | 560.6848 | [5 empty] | 4529 | 560.972
4525 | 560.7 |  |  |  | 4525 | 560.753 | [5 empty] | 4530 | 561.04
4526 | 560.768 |  |  |  | 4526 | 560.8211 | [5 empty] | 4531 | 561.108
4527 | 560.836 |  |  |  | 4527 | 560.8893 | [5 empty] | 4532 | 561.176
4528 | 560.904 |  |  |  | 4528 | 560.9575 | [5 empty] | 4533 | 561.244
4529 | 560.972 |  |  |  | 4529 | 561.0256 | [5 empty] | 4534 | 561.312
4530 | 561.04 |  |  |  | 4530 | 561.0938 | [5 empty] | 4535 | 561.38
4531 | 561.108 |  |  |  | 4531 | 561.162 | [5 empty] | 4536 | 561.448
4532 | 561.176 |  |  |  | 4532 | 561.2301 | [5 empty] | 4537 | 561.516
4533 | 561.244 |  |  |  | 4533 | 561.2983 | [5 empty] | 4538 | 561.584
4534 | 561.312 |  |  |  | 4534 | 561.3664 | [5 empty] | 4539 | 561.652
4535 | 561.38 |  |  |  | 4535 | 561.4346 | [5 empty] | 4540 | 561.72
4536 | 561.448 |  |  |  | 4536 | 561.5028 | [5 empty] | 4541 | 561.788
4537 | 561.516 |  |  |  | 4537 | 561.5709 | [5 empty] | 4542 | 561.856
4538 | 561.584 |  |  |  | 4538 | 561.6391 | [5 empty] | 4543 | 561.924
4539 | 561.652 |  |  |  | 4539 | 561.7073 | [5 empty] | 4544 | 561.992
4540 | 561.72 |  |  |  | 4540 | 561.7754 | [5 empty] | 4545 | 562.06
4541 | 561.788 |  |  |  | 4541 | 561.8436 | [5 empty] | 4546 | 562.128
4542 | 561.856 |  |  |  | 4542 | 561.9118 | [5 empty] | 4547 | 562.196
4543 | 561.924 |  |  |  | 4543 | 561.9799 | [5 empty] | 4548 | 562.264
4544 | 561.992 |  |  |  | 4544 | 562.0481 | [5 empty] | 4549 | 562.332
4545 | 562.06 |  |  |  | 4545 | 562.1162 | [5 empty] | 4550 | 562.4
4546 | 562.128 |  |  |  | 4546 | 562.1844 | [5 empty] | 4551 | 562.468
4547 | 562.196 |  |  |  | 4547 | 562.2526 | [5 empty] | 4552 | 562.536
4548 | 562.264 |  |  |  | 4548 | 562.3207 | [5 empty] | 4553 | 562.604
4549 | 562.332 |  |  |  | 4549 | 562.3889 | [5 empty] | 4554 | 562.672
4550 | 562.4 |  |  |  | 4550 | 562.4571 | [5 empty] | 4555 | 562.74
4551 | 562.468 |  |  |  | 4551 | 562.5252 | [5 empty] | 4556 | 562.808
4552 | 562.536 |  |  |  | 4552 | 562.5934 | [5 empty] | 4557 | 562.876
4553 | 562.604 |  |  |  | 4553 | 562.6616 | [5 empty] | 4558 | 562.944
4554 | 562.672 |  |  |  | 4554 | 562.7297 | [5 empty] | 4559 | 563.012
4555 | 562.74 |  |  |  | 4555 | 562.7979 | [5 empty] | 4560 | 563.08
4556 | 562.808 |  |  |  | 4556 | 562.8661 | [5 empty] | 4561 | 563.148
4557 | 562.876 |  |  |  | 4557 | 562.9342 | [5 empty] | 4562 | 563.216
4558 | 562.944 |  |  |  | 4558 | 563.0024 | [5 empty] | 4563 | 563.284
4559 | 563.012 |  |  |  | 4559 | 563.0705 | [5 empty] | 4564 | 563.352
4560 | 563.08 |  |  |  | 4560 | 563.1387 | [5 empty] | 4565 | 563.42
4561 | 563.148 |  |  |  | 4561 | 563.2069 | [5 empty] | 4566 | 563.488
4562 | 563.216 |  |  |  | 4562 | 563.275 | [5 empty] | 4567 | 563.556
4563 | 563.284 |  |  |  | 4563 | 563.3432 | [5 empty] | 4568 | 563.624
4564 | 563.352 |  |  |  | 4564 | 563.4114 | [5 empty] | 4569 | 563.692
4565 | 563.42 |  |  |  | 4565 | 563.4795 | [5 empty] | 4570 | 563.76
4566 | 563.488 |  |  |  | 4566 | 563.5477 | [5 empty] | 4571 | 563.828
4567 | 563.556 |  |  |  | 4567 | 563.6159 | [5 empty] | 4572 | 563.896
4568 | 563.624 |  |  |  | 4568 | 563.684 | [5 empty] | 4573 | 563.964
4569 | 563.692 |  |  |  | 4569 | 563.7522 | [5 empty] | 4574 | 564.032
4570 | 563.76 |  |  |  | 4570 | 563.8203 | [5 empty] | 4575 | 564.1
4571 | 563.828 |  |  |  | 4571 | 563.8885 | [5 empty] | 4576 | 564.168
4572 | 563.896 |  |  |  | 4572 | 563.9567 | [5 empty] | 4577 | 564.236
4573 | 563.964 |  |  |  | 4573 | 564.0248 | [5 empty] | 4578 | 564.304
4574 | 564.032 |  |  |  | 4574 | 564.093 | [5 empty] | 4579 | 564.372
4575 | 564.1 |  |  |  | 4575 | 564.1612 | [5 empty] | 4580 | 564.44
4576 | 564.168 |  |  |  | 4576 | 564.2293 | [5 empty] | 4581 | 564.508
4577 | 564.236 |  |  |  | 4577 | 564.2975 | [5 empty] | 4582 | 564.576
4578 | 564.304 |  |  |  | 4578 | 564.3657 | [5 empty] | 4583 | 564.644
4579 | 564.372 |  |  |  | 4579 | 564.4338 | [5 empty] | 4584 | 564.712
4580 | 564.44 |  |  |  | 4580 | 564.502 | [5 empty] | 4585 | 564.78
4581 | 564.508 |  |  |  | 4581 | 564.5701 | [5 empty] | 4586 | 564.848
4582 | 564.576 |  |  |  | 4582 | 564.6383 | [5 empty] | 4587 | 564.916
4583 | 564.644 |  |  |  | 4583 | 564.7065 | [5 empty] | 4588 | 564.984
4584 | 564.712 |  |  |  | 4584 | 564.7746 | [5 empty] | 4589 | 565.052
4585 | 564.78 |  |  |  | 4585 | 564.8428 | [5 empty] | 4590 | 565.12
4586 | 564.848 |  |  |  | 4586 | 564.911 | [5 empty] | 4591 | 565.188
4587 | 564.916 |  |  |  | 4587 | 564.9791 | [5 empty] | 4592 | 565.256
4588 | 564.984 |  |  |  | 4588 | 565.0473 | [5 empty] | 4593 | 565.324
4589 | 565.052 |  |  |  | 4589 | 565.1155 | [5 empty] | 4594 | 565.392
4590 | 565.12 |  |  |  | 4590 | 565.1836 | [5 empty] | 4595 | 565.46
4591 | 565.188 |  |  |  | 4591 | 565.2518 | [5 empty] | 4596 | 565.528
4592 | 565.256 |  |  |  | 4592 | 565.3199 | [5 empty] | 4597 | 565.596
4593 | 565.324 |  |  |  | 4593 | 565.3881 | [5 empty] | 4598 | 565.664
4594 | 565.392 |  |  |  | 4594 | 565.4563 | [5 empty] | 4599 | 565.732
4595 | 565.46 |  |  |  | 4595 | 565.5244 | [5 empty] | 4600 | 565.8
4596 | 565.528 |  |  |  | 4596 | 565.5926 | [5 empty] | 4601 | 565.868
4597 | 565.596 |  |  |  | 4597 | 565.6608 | [5 empty] | 4602 | 565.936
4598 | 565.664 |  |  |  | 4598 | 565.7289 | [5 empty] | 4603 | 566.004
4599 | 565.732 |  |  |  | 4599 | 565.7971 | [5 empty] | 4604 | 566.072
4600 | 565.8 |  |  |  | 4600 | 565.8653 | [5 empty] | 4605 | 566.14
4601 | 565.868 |  |  |  | 4601 | 565.9334 | [5 empty] | 4606 | 566.208
4602 | 565.936 |  |  |  | 4602 | 566.0016 | [5 empty] | 4607 | 566.276
4603 | 566.004 |  |  |  | 4603 | 566.0697 | [5 empty] | 4608 | 566.344
4604 | 566.072 |  |  |  | 4604 | 566.1379 | [5 empty] | 4609 | 566.412
4605 | 566.14 |  |  |  | 4605 | 566.2061 | [5 empty] | 4610 | 566.48
4606 | 566.208 |  |  |  | 4606 | 566.2742 | [5 empty] | 4611 | 566.548
4607 | 566.276 |  |  |  | 4607 | 566.3424 | [5 empty] | 4612 | 566.616
4608 | 566.344 |  |  |  | 4608 | 566.4106 | [5 empty] | 4613 | 566.684
4609 | 566.412 |  |  |  | 4609 | 566.4787 | [5 empty] | 4614 | 566.752
4610 | 566.48 |  |  |  | 4610 | 566.5469 | [5 empty] | 4615 | 566.82
4611 | 566.548 |  |  |  | 4611 | 566.6151 | [5 empty] | 4616 | 566.888
4612 | 566.616 |  |  |  | 4612 | 566.6832 | [5 empty] | 4617 | 566.956
4613 | 566.684 |  |  |  | 4613 | 566.7514 | [5 empty] | 4618 | 567.024
4614 | 566.752 |  |  |  | 4614 | 566.8196 | [5 empty] | 4619 | 567.092
4615 | 566.82 |  |  |  | 4615 | 566.8877 | [5 empty] | 4620 | 567.16
4616 | 566.888 |  |  |  | 4616 | 566.9559 | [5 empty] | 4621 | 567.228
4617 | 566.956 |  |  |  | 4617 | 567.024 | [5 empty] | 4622 | 567.296
4618 | 567.024 |  |  |  | 4618 | 567.0922 | [5 empty] | 4623 | 567.364
4619 | 567.092 |  |  |  | 4619 | 567.1604 | [5 empty] | 4624 | 567.432
4620 | 567.16 |  |  |  | 4620 | 567.2285 | [5 empty] | 4625 | 567.5
4621 | 567.228 |  |  |  | 4621 | 567.2967 | [5 empty] | 4626 | 567.568
4622 | 567.296 |  |  |  | 4622 | 567.3649 | [5 empty] | 4627 | 567.636
4623 | 567.364 |  |  |  | 4623 | 567.433 | [5 empty] | 4628 | 567.704
4624 | 567.432 |  |  |  | 4624 | 567.5012 | [5 empty] | 4629 | 567.772
4625 | 567.5 |  |  |  | 4625 | 567.5694 | [5 empty] | 4630 | 567.84
4626 | 567.568 |  |  |  | 4626 | 567.6375 | [5 empty] | 4631 | 567.908
4627 | 567.636 |  |  |  | 4627 | 567.7057 | [5 empty] | 4632 | 567.976
4628 | 567.704 |  |  |  | 4628 | 567.7738 | [5 empty] | 4633 | 568.044
4629 | 567.772 |  |  |  | 4629 | 567.842 | [5 empty] | 4634 | 568.112
4630 | 567.84 |  |  |  | 4630 | 567.9102 | [5 empty] | 4635 | 568.18
4631 | 567.908 |  |  |  | 4631 | 567.9783 | [5 empty] | 4636 | 568.248
4632 | 567.976 |  |  |  | 4632 | 568.0465 | [5 empty] | 4637 | 568.316
4633 | 568.044 |  |  |  | 4633 | 568.1147 | [5 empty] | 4638 | 568.384
4634 | 568.112 |  |  |  | 4634 | 568.1828 | [5 empty] | 4639 | 568.452
4635 | 568.18 |  |  |  | 4635 | 568.251 | [5 empty] | 4640 | 568.52
4636 | 568.248 |  |  |  | 4636 | 568.3192 | [5 empty] | 4641 | 568.588
4637 | 568.316 |  |  |  | 4637 | 568.3873 | [5 empty] | 4642 | 568.656
4638 | 568.384 |  |  |  | 4638 | 568.4555 | [5 empty] | 4643 | 568.724
4639 | 568.452 |  |  |  | 4639 | 568.5236 | [5 empty] | 4644 | 568.792
4640 | 568.52 |  |  |  | 4640 | 568.5918 | [5 empty] | 4645 | 568.86
4641 | 568.588 |  |  |  | 4641 | 568.66 | [5 empty] | 4646 | 568.928
4642 | 568.656 |  |  |  | 4642 | 568.7281 | [5 empty] | 4647 | 568.996
4643 | 568.724 |  |  |  | 4643 | 568.7963 | [5 empty] | 4648 | 569.064
4644 | 568.792 |  |  |  | 4644 | 568.8645 | [5 empty] | 4649 | 569.132
4645 | 568.86 |  |  |  | 4645 | 568.9326 | [5 empty] | 4650 | 569.2
4646 | 568.928 |  |  |  | 4646 | 569.0008 | [5 empty] | 4651 | 569.268
4647 | 568.996 |  |  |  | 4647 | 569.069 | [5 empty] | 4652 | 569.336
4648 | 569.064 |  |  |  | 4648 | 569.1371 | [5 empty] | 4653 | 569.404
4649 | 569.132 |  |  |  | 4649 | 569.2053 | [5 empty] | 4654 | 569.472
4650 | 569.2 |  |  |  | 4650 | 569.2734 | [5 empty] | 4655 | 569.54
4651 | 569.268 |  |  |  | 4651 | 569.3416 | [5 empty] | 4656 | 569.608
4652 | 569.336 |  |  |  | 4652 | 569.4098 | [5 empty] | 4657 | 569.676
4653 | 569.404 |  |  |  | 4653 | 569.4779 | [5 empty] | 4658 | 569.744
4654 | 569.472 |  |  |  | 4654 | 569.5461 | [5 empty] | 4659 | 569.812
4655 | 569.54 |  |  |  | 4655 | 569.6143 | [5 empty] | 4660 | 569.88
4656 | 569.608 |  |  |  | 4656 | 569.6824 | [5 empty] | 4661 | 569.948
4657 | 569.676 |  |  |  | 4657 | 569.7506 | [5 empty] | 4662 | 570.016
4658 | 569.744 |  |  |  | 4658 | 569.8188 | [5 empty] | 4663 | 570.084
4659 | 569.812 |  |  |  | 4659 | 569.8869 | [5 empty] | 4664 | 570.152
4660 | 569.88 |  |  |  | 4660 | 569.9551 | [5 empty] | 4665 | 570.22
4661 | 569.948 |  |  |  | 4661 | 570.0232 | [5 empty] | 4666 | 570.288
4662 | 570.016 |  |  |  | 4662 | 570.0914 | [5 empty] | 4667 | 570.356
4663 | 570.084 |  |  |  | 4663 | 570.1596 | [5 empty] | 4668 | 570.424
4664 | 570.152 |  |  |  | 4664 | 570.2277 | [5 empty] | 4669 | 570.492
4665 | 570.22 |  |  |  | 4665 | 570.2959 | [5 empty] | 4670 | 570.56
4666 | 570.288 |  |  |  | 4666 | 570.3641 | [5 empty] | 4671 | 570.628
4667 | 570.356 |  |  |  | 4667 | 570.4322 | [5 empty] | 4672 | 570.696
4668 | 570.424 |  |  |  | 4668 | 570.5004 | [5 empty] | 4673 | 570.764
4669 | 570.492 |  |  |  | 4669 | 570.5686 | [5 empty] | 4674 | 570.832
4670 | 570.56 |  |  |  | 4670 | 570.6367 | [5 empty] | 4675 | 570.9
4671 | 570.628 |  |  |  | 4671 | 570.7049 | [5 empty] | 4676 | 570.968
4672 | 570.696 |  |  |  | 4672 | 570.7731 | [5 empty] | 4677 | 571.036
4673 | 570.764 |  |  |  | 4673 | 570.8412 | [5 empty] | 4678 | 571.104
4674 | 570.832 |  |  |  | 4674 | 570.9094 | [5 empty] | 4679 | 571.172
4675 | 570.9 |  |  |  | 4675 | 570.9775 | [5 empty] | 4680 | 571.24
4676 | 570.968 |  |  |  | 4676 | 571.0457 | [5 empty] | 4681 | 571.308
4677 | 571.036 |  |  |  | 4677 | 571.1139 | [5 empty] | 4682 | 571.376
4678 | 571.104 |  |  |  | 4678 | 571.182 | [5 empty] | 4683 | 571.444
4679 | 571.172 |  |  |  | 4679 | 571.2502 | [5 empty] | 4684 | 571.512
4680 | 571.24 |  |  |  | 4680 | 571.3184 | [5 empty] | 4685 | 571.58
4681 | 571.308 |  |  |  | 4681 | 571.3865 | [5 empty] | 4686 | 571.648
4682 | 571.376 |  |  |  | 4682 | 571.4547 | [5 empty] | 4687 | 571.716
4683 | 571.444 |  |  |  | 4683 | 571.5229 | [5 empty] | 4688 | 571.784
4684 | 571.512 |  |  |  | 4684 | 571.591 | [5 empty] | 4689 | 571.852
4685 | 571.58 |  |  |  | 4685 | 571.6592 | [5 empty] | 4690 | 571.92
4686 | 571.648 |  |  |  | 4686 | 571.7273 | [5 empty] | 4691 | 571.988
4687 | 571.716 |  |  |  | 4687 | 571.7955 | [5 empty] | 4692 | 572.056
4688 | 571.784 |  |  |  | 4688 | 571.8637 | [5 empty] | 4693 | 572.124
4689 | 571.852 |  |  |  | 4689 | 571.9318 | [5 empty] | 4694 | 572.192
4690 | 571.92 |  |  |  | 4690 | 572 | [5 empty] | 4695 | 572.26
4691 | 571.988 |  |  |  | 4691 | 572.0682 | [5 empty] | 4696 | 572.328
4692 | 572.056 |  |  |  | 4692 | 572.1363 | [5 empty] | 4697 | 572.396
4693 | 572.124 |  |  |  | 4693 | 572.2045 | [5 empty] | 4698 | 572.464
4694 | 572.192 |  |  |  | 4694 | 572.2727 | [5 empty] | 4699 | 572.532
4695 | 572.26 |  |  |  | 4695 | 572.3408 | [5 empty] | 4700 | 572.6
4696 | 572.328 |  |  |  | 4696 | 572.409 | [5 empty] | 4701 | 572.668
4697 | 572.396 |  |  |  | 4697 | 572.4771 | [5 empty] | 4702 | 572.736
4698 | 572.464 |  |  |  | 4698 | 572.5453 | [5 empty] | 4703 | 572.804
4699 | 572.532 |  |  |  | 4699 | 572.6135 | [5 empty] | 4704 | 572.872
4700 | 572.6 |  |  |  | 4700 | 572.6816 | [5 empty] | 4705 | 572.94
4701 | 572.668 |  |  |  | 4701 | 572.7498 | [5 empty] | 4706 | 573.008
4702 | 572.736 |  |  |  | 4702 | 572.818 | [5 empty] | 4707 | 573.076
4703 | 572.804 |  |  |  | 4703 | 572.8861 | [5 empty] | 4708 | 573.144
4704 | 572.872 |  |  |  | 4704 | 572.9543 | [5 empty] | 4709 | 573.212
4705 | 572.94 |  |  |  | 4705 | 573.0225 | [5 empty] | 4710 | 573.28
4706 | 573.008 |  |  |  | 4706 | 573.0906 | [5 empty] | 4711 | 573.348
4707 | 573.076 |  |  |  | 4707 | 573.1588 | [5 empty] | 4712 | 573.416
4708 | 573.144 |  |  |  | 4708 | 573.2269 | [5 empty] | 4713 | 573.484
4709 | 573.212 |  |  |  | 4709 | 573.2951 | [5 empty] | 4714 | 573.552
4710 | 573.28 |  |  |  | 4710 | 573.3633 | [5 empty] | 4715 | 573.62
4711 | 573.348 |  |  |  | 4711 | 573.4314 | [5 empty] | 4716 | 573.688
4712 | 573.416 |  |  |  | 4712 | 573.4996 | [5 empty] | 4717 | 573.756
4713 | 573.484 |  |  |  | 4713 | 573.5678 | [5 empty] | 4718 | 573.824
4714 | 573.552 |  |  |  | 4714 | 573.6359 | [5 empty] | 4719 | 573.892
4715 | 573.62 |  |  |  | 4715 | 573.7041 | [5 empty] | 4720 | 573.96
4716 | 573.688 |  |  |  | 4716 | 573.7723 | [5 empty] | 4721 | 574.028
4717 | 573.756 |  |  |  | 4717 | 573.8404 | [5 empty] | 4722 | 574.096
4718 | 573.824 |  |  |  | 4718 | 573.9086 | [5 empty] | 4723 | 574.164
4719 | 573.892 |  |  |  | 4719 | 573.9768 | [5 empty] | 4724 | 574.232
4720 | 573.96 |  |  |  | 4720 | 574.0449 | [5 empty] | 4725 | 574.3
4721 | 574.028 |  |  |  | 4721 | 574.1131 | [5 empty] | 4726 | 574.368
4722 | 574.096 |  |  |  | 4722 | 574.1812 | [5 empty] | 4727 | 574.436
4723 | 574.164 |  |  |  | 4723 | 574.2494 | [5 empty] | 4728 | 574.504
4724 | 574.232 |  |  |  | 4724 | 574.3176 | [5 empty] | 4729 | 574.572
4725 | 574.3 |  |  |  | 4725 | 574.3857 | [5 empty] | 4730 | 574.64
4726 | 574.368 |  |  |  | 4726 | 574.4539 | [5 empty] | 4731 | 574.708
4727 | 574.436 |  |  |  | 4727 | 574.5221 | [5 empty] | 4732 | 574.776
4728 | 574.504 |  |  |  | 4728 | 574.5902 | [5 empty] | 4733 | 574.844
4729 | 574.572 |  |  |  | 4729 | 574.6584 | [5 empty] | 4734 | 574.912
4730 | 574.64 |  |  |  | 4730 | 574.7266 | [5 empty] | 4735 | 574.98
4731 | 574.708 |  |  |  | 4731 | 574.7947 | [5 empty] | 4736 | 575.048
4732 | 574.776 |  |  |  | 4732 | 574.8629 | [5 empty] | 4737 | 575.116
4733 | 574.844 |  |  |  | 4733 | 574.931 | [5 empty] | 4738 | 575.184
4734 | 574.912 |  |  |  | 4734 | 574.9992 | [5 empty] | 4739 | 575.252
4735 | 574.98 |  |  |  | 4735 | 575.0674 | [5 empty] | 4740 | 575.32
4736 | 575.048 |  |  |  | 4736 | 575.1355 | [5 empty] | 4741 | 575.388
4737 | 575.116 |  |  |  | 4737 | 575.2037 | [5 empty] | 4742 | 575.456
4738 | 575.184 |  |  |  | 4738 | 575.2719 | [5 empty] | 4743 | 575.524
4739 | 575.252 |  |  |  | 4739 | 575.34 | [5 empty] | 4744 | 575.592
4740 | 575.32 |  |  |  | 4740 | 575.4082 | [5 empty] | 4745 | 575.66
4741 | 575.388 |  |  |  | 4741 | 575.4764 | [5 empty] | 4746 | 575.728
4742 | 575.456 |  |  |  | 4742 | 575.5445 | [5 empty] | 4747 | 575.796
4743 | 575.524 |  |  |  | 4743 | 575.6127 | [5 empty] | 4748 | 575.864
4744 | 575.592 |  |  |  | 4744 | 575.6808 | [5 empty] | 4749 | 575.932
4745 | 575.66 |  |  |  | 4745 | 575.749 | [5 empty] | 4750 | 576
4746 | 575.728 |  |  |  | 4746 | 575.8172 | [5 empty] | 4751 | 576.068
4747 | 575.796 |  |  |  | 4747 | 575.8853 | [5 empty] | 4752 | 576.136
4748 | 575.864 |  |  |  | 4748 | 575.9535 | [5 empty] | 4753 | 576.204
4749 | 575.932 |  |  |  | 4749 | 576.0217 | [5 empty] | 4754 | 576.272
4750 | 576 |  |  |  | 4750 | 576.0898 | [5 empty] | 4755 | 576.34
4751 | 576.068 |  |  |  | 4751 | 576.158 | [5 empty] | 4756 | 576.408
4752 | 576.136 |  |  |  | 4752 | 576.2262 | [5 empty] | 4757 | 576.476
4753 | 576.204 |  |  |  | 4753 | 576.2943 | [5 empty] | 4758 | 576.544
4754 | 576.272 |  |  |  | 4754 | 576.3625 | [5 empty] | 4759 | 576.612
4755 | 576.34 |  |  |  | 4755 | 576.4306 | [5 empty] | 4760 | 576.68
4756 | 576.408 |  |  |  | 4756 | 576.4988 | [5 empty] | 4761 | 576.748
4757 | 576.476 |  |  |  | 4757 | 576.567 | [5 empty] | 4762 | 576.816
4758 | 576.544 |  |  |  | 4758 | 576.6351 | [5 empty] | 4763 | 576.884
4759 | 576.612 |  |  |  | 4759 | 576.7033 | [5 empty] | 4764 | 576.952
4760 | 576.68 |  |  |  | 4760 | 576.7715 | [5 empty] | 4765 | 577.02
4761 | 576.748 |  |  |  | 4761 | 576.8396 | [5 empty] | 4766 | 577.088
4762 | 576.816 |  |  |  | 4762 | 576.9078 | [5 empty] | 4767 | 577.156
4763 | 576.884 |  |  |  | 4763 | 576.976 | [5 empty] | 4768 | 577.224
4764 | 576.952 |  |  |  | 4764 | 577.0441 | [5 empty] | 4769 | 577.292
4765 | 577.02 |  |  |  | 4765 | 577.1123 | [5 empty] | 4770 | 577.36
4766 | 577.088 |  |  |  | 4766 | 577.1804 | [5 empty] | 4771 | 577.428
4767 | 577.156 |  |  |  | 4767 | 577.2486 | [5 empty] | 4772 | 577.496
4768 | 577.224 |  |  |  | 4768 | 577.3168 | [5 empty] | 4773 | 577.564
4769 | 577.292 |  |  |  | 4769 | 577.3849 | [5 empty] | 4774 | 577.632
4770 | 577.36 |  |  |  | 4770 | 577.4531 | [5 empty] | 4775 | 577.7
4771 | 577.428 |  |  |  | 4771 | 577.5213 | [5 empty] | 4776 | 577.768
4772 | 577.496 |  |  |  | 4772 | 577.5894 | [5 empty] | 4777 | 577.836
4773 | 577.564 |  |  |  | 4773 | 577.6576 | [5 empty] | 4778 | 577.904
4774 | 577.632 |  |  |  | 4774 | 577.7258 | [5 empty] | 4779 | 577.972
4775 | 577.7 |  |  |  | 4775 | 577.7939 | [5 empty] | 4780 | 578.04
4776 | 577.768 |  |  |  | 4776 | 577.8621 | [5 empty] | 4781 | 578.108
4777 | 577.836 |  |  |  | 4777 | 577.9303 | [5 empty] | 4782 | 578.176
4778 | 577.904 |  |  |  | 4778 | 577.9984 | [5 empty] | 4783 | 578.244
4779 | 577.972 |  |  |  | 4779 | 578.0666 | [5 empty] | 4784 | 578.312
4780 | 578.04 |  |  |  | 4780 | 578.1347 | [5 empty] | 4785 | 578.38
4781 | 578.108 |  |  |  | 4781 | 578.2029 | [5 empty] | 4786 | 578.448
4782 | 578.176 |  |  |  | 4782 | 578.2711 | [5 empty] | 4787 | 578.516
4783 | 578.244 |  |  |  | 4783 | 578.3392 | [5 empty] | 4788 | 578.584
4784 | 578.312 |  |  |  | 4784 | 578.4074 | [5 empty] | 4789 | 578.652
4785 | 578.38 |  |  |  | 4785 | 578.4756 | [5 empty] | 4790 | 578.72
4786 | 578.448 |  |  |  | 4786 | 578.5437 | [5 empty] | 4791 | 578.788
4787 | 578.516 |  |  |  | 4787 | 578.6119 | [5 empty] | 4792 | 578.856
4788 | 578.584 |  |  |  | 4788 | 578.6801 | [5 empty] | 4793 | 578.924
4789 | 578.652 |  |  |  | 4789 | 578.7482 | [5 empty] | 4794 | 578.992
4790 | 578.72 |  |  |  | 4790 | 578.8164 | [5 empty] | 4795 | 579.06
4791 | 578.788 |  |  |  | 4791 | 578.8845 | [5 empty] | 4796 | 579.128
4792 | 578.856 |  |  |  | 4792 | 578.9527 | [5 empty] | 4797 | 579.196
4793 | 578.924 |  |  |  | 4793 | 579.0209 | [5 empty] | 4798 | 579.264
4794 | 578.992 |  |  |  | 4794 | 579.089 | [5 empty] | 4799 | 579.332
4795 | 579.06 |  |  |  | 4795 | 579.1572 | [5 empty] | 4800 | 579.4
4796 | 579.128 |  |  |  | 4796 | 579.2254 | [5 empty] | 4801 | 579.468
4797 | 579.196 |  |  |  | 4797 | 579.2935 | [5 empty] | 4802 | 579.536
4798 | 579.264 |  |  |  | 4798 | 579.3617 | [5 empty] | 4803 | 579.604
4799 | 579.332 |  |  |  | 4799 | 579.4299 | [5 empty] | 4804 | 579.672
4800 | 579.4 |  |  |  | 4800 | 579.498 | [5 empty] | 4805 | 579.74
4801 | 579.468 |  |  |  | 4801 | 579.5662 | [5 empty] | 4806 | 579.808
4802 | 579.536 |  |  |  | 4802 | 579.6343 | [5 empty] | 4807 | 579.876
4803 | 579.604 |  |  |  | 4803 | 579.7025 | [5 empty] | 4808 | 579.944
4804 | 579.672 |  |  |  | 4804 | 579.7707 | [5 empty] | 4809 | 580.012
4805 | 579.74 |  |  |  | 4805 | 579.8388 | [5 empty] | 4810 | 580.08
4806 | 579.808 |  |  |  | 4806 | 579.907 | [5 empty] | 4811 | 580.148
4807 | 579.876 |  |  |  | 4807 | 579.9752 | [5 empty] | 4812 | 580.216
4808 | 579.944 |  |  |  | 4808 | 580.0433 | [5 empty] | 4813 | 580.284
4809 | 580.012 |  |  |  | 4809 | 580.1115 | [5 empty] | 4814 | 580.352
4810 | 580.08 |  |  |  | 4810 | 580.1797 | [5 empty] | 4815 | 580.42
4811 | 580.148 |  |  |  | 4811 | 580.2478 | [5 empty] | 4816 | 580.488
4812 | 580.216 |  |  |  | 4812 | 580.316 | [5 empty] | 4817 | 580.556
4813 | 580.284 |  |  |  | 4813 | 580.3841 | [5 empty] | 4818 | 580.624
4814 | 580.352 |  |  |  | 4814 | 580.4523 | [5 empty] | 4819 | 580.692
4815 | 580.42 |  |  |  | 4815 | 580.5205 | [5 empty] | 4820 | 580.76
4816 | 580.488 |  |  |  | 4816 | 580.5886 | [5 empty] | 4821 | 580.828
4817 | 580.556 |  |  |  | 4817 | 580.6568 | [5 empty] | 4822 | 580.896
4818 | 580.624 |  |  |  | 4818 | 580.725 | [5 empty] | 4823 | 580.964
4819 | 580.692 |  |  |  | 4819 | 580.7931 | [5 empty] | 4824 | 581.032
4820 | 580.76 |  |  |  | 4820 | 580.8613 | [5 empty] | 4825 | 581.1
4821 | 580.828 |  |  |  | 4821 | 580.9295 | [5 empty] | 4826 | 581.168
4822 | 580.896 |  |  |  | 4822 | 580.9976 | [5 empty] | 4827 | 581.236
4823 | 580.964 |  |  |  | 4823 | 581.0658 | [5 empty] | 4828 | 581.304
4824 | 581.032 |  |  |  | 4824 | 581.1339 | [5 empty] | 4829 | 581.372
4825 | 581.1 |  |  |  | 4825 | 581.2021 | [5 empty] | 4830 | 581.44
4826 | 581.168 |  |  |  | 4826 | 581.2703 | [5 empty] | 4831 | 581.508
4827 | 581.236 |  |  |  | 4827 | 581.3384 | [5 empty] | 4832 | 581.576
4828 | 581.304 |  |  |  | 4828 | 581.4066 | [5 empty] | 4833 | 581.644
4829 | 581.372 |  |  |  | 4829 | 581.4748 | [5 empty] | 4834 | 581.712
4830 | 581.44 |  |  |  | 4830 | 581.5429 | [5 empty] | 4835 | 581.78
4831 | 581.508 |  |  |  | 4831 | 581.6111 | [5 empty] | 4836 | 581.848
4832 | 581.576 |  |  |  | 4832 | 581.6793 | [5 empty] | 4837 | 581.916
4833 | 581.644 |  |  |  | 4833 | 581.7474 | [5 empty] | 4838 | 581.984
4834 | 581.712 |  |  |  | 4834 | 581.8156 | [5 empty] | 4839 | 582.052
4835 | 581.78 |  |  |  | 4835 | 581.8838 | [5 empty] | 4840 | 582.12
4836 | 581.848 |  |  |  | 4836 | 581.9519 | [5 empty] | 4841 | 582.188
4837 | 581.916 |  |  |  | 4837 | 582.0201 | [5 empty] | 4842 | 582.256
4838 | 581.984 |  |  |  | 4838 | 582.0882 | [5 empty] | 4843 | 582.324
4839 | 582.052 |  |  |  | 4839 | 582.1564 | [5 empty] | 4844 | 582.392
4840 | 582.12 |  |  |  | 4840 | 582.2246 | [5 empty] | 4845 | 582.46
4841 | 582.188 |  |  |  | 4841 | 582.2927 | [5 empty] | 4846 | 582.528
4842 | 582.256 |  |  |  | 4842 | 582.3609 | [5 empty] | 4847 | 582.596
4843 | 582.324 |  |  |  | 4843 | 582.4291 | [5 empty] | 4848 | 582.664
4844 | 582.392 |  |  |  | 4844 | 582.4972 | [5 empty] | 4849 | 582.732
4845 | 582.46 |  |  |  | 4845 | 582.5654 | [5 empty] | 4850 | 582.8
4846 | 582.528 |  |  |  | 4846 | 582.6336 | [5 empty] | 4851 | 582.868
4847 | 582.596 |  |  |  | 4847 | 582.7017 | [5 empty] | 4852 | 582.936
4848 | 582.664 |  |  |  | 4848 | 582.7699 | [5 empty] | 4853 | 583.004
4849 | 582.732 |  |  |  | 4849 | 582.838 | [5 empty] | 4854 | 583.072
4850 | 582.8 |  |  |  | 4850 | 582.9062 | [5 empty] | 4855 | 583.14
4851 | 582.868 |  |  |  | 4851 | 582.9744 | [5 empty] | 4856 | 583.208
4852 | 582.936 |  |  |  | 4852 | 583.0425 | [5 empty] | 4857 | 583.276
4853 | 583.004 |  |  |  | 4853 | 583.1107 | [5 empty] | 4858 | 583.344
4854 | 583.072 |  |  |  | 4854 | 583.1789 | [5 empty] | 4859 | 583.412
4855 | 583.14 |  |  |  | 4855 | 583.247 | [5 empty] | 4860 | 583.48
4856 | 583.208 |  |  |  | 4856 | 583.3152 | [5 empty] | 4861 | 583.548
4857 | 583.276 |  |  |  | 4857 | 583.3834 | [5 empty] | 4862 | 583.616
4858 | 583.344 |  |  |  | 4858 | 583.4515 | [5 empty] | 4863 | 583.684
4859 | 583.412 |  |  |  | 4859 | 583.5197 | [5 empty] | 4864 | 583.752
4860 | 583.48 |  |  |  | 4860 | 583.5878 | [5 empty] | 4865 | 583.82
4861 | 583.548 |  |  |  | 4861 | 583.656 | [5 empty] | 4866 | 583.888
4862 | 583.616 |  |  |  | 4862 | 583.7242 | [5 empty] | 4867 | 583.956
4863 | 583.684 |  |  |  | 4863 | 583.7923 | [5 empty] | 4868 | 584.024
4864 | 583.752 |  |  |  | 4864 | 583.8605 | [5 empty] | 4869 | 584.092
4865 | 583.82 |  |  |  | 4865 | 583.9287 | [5 empty] | 4870 | 584.16
4866 | 583.888 |  |  |  | 4866 | 583.9968 | [5 empty] | 4871 | 584.228
4867 | 583.956 |  |  |  | 4867 | 584.065 | [5 empty] | 4872 | 584.296
4868 | 584.024 |  |  |  | 4868 | 584.1332 | [5 empty] | 4873 | 584.364
4869 | 584.092 |  |  |  | 4869 | 584.2013 | [5 empty] | 4874 | 584.432
4870 | 584.16 |  |  |  | 4870 | 584.2695 | [5 empty] | 4875 | 584.5
4871 | 584.228 |  |  |  | 4871 | 584.3376 | [5 empty] | 4876 | 584.568
4872 | 584.296 |  |  |  | 4872 | 584.4058 | [5 empty] | 4877 | 584.636
4873 | 584.364 |  |  |  | 4873 | 584.474 | [5 empty] | 4878 | 584.704
4874 | 584.432 |  |  |  | 4874 | 584.5421 | [5 empty] | 4879 | 584.772
4875 | 584.5 |  |  |  | 4875 | 584.6103 | [5 empty] | 4880 | 584.84
4876 | 584.568 |  |  |  | 4876 | 584.6785 | [5 empty] | 4881 | 584.908
4877 | 584.636 |  |  |  | 4877 | 584.7466 | [5 empty] | 4882 | 584.976
4878 | 584.704 |  |  |  | 4878 | 584.8148 | [5 empty] | 4883 | 585.044
4879 | 584.772 |  |  |  | 4879 | 584.883 | [5 empty] | 4884 | 585.112
4880 | 584.84 |  |  |  | 4880 | 584.9511 | [5 empty] | 4885 | 585.18
4881 | 584.908 |  |  |  | 4881 | 585.0193 | [5 empty] | 4886 | 585.248
4882 | 584.976 |  |  |  | 4882 | 585.0875 | [5 empty] | 4887 | 585.316
4883 | 585.044 |  |  |  | 4883 | 585.1556 | [5 empty] | 4888 | 585.384
4884 | 585.112 |  |  |  | 4884 | 585.2238 | [5 empty] | 4889 | 585.452
4885 | 585.18 |  |  |  | 4885 | 585.2919 | [5 empty] | 4890 | 585.52
4886 | 585.248 |  |  |  | 4886 | 585.3601 | [5 empty] | 4891 | 585.588
4887 | 585.316 |  |  |  | 4887 | 585.4283 | [5 empty] | 4892 | 585.656
4888 | 585.384 |  |  |  | 4888 | 585.4964 | [5 empty] | 4893 | 585.724
4889 | 585.452 |  |  |  | 4889 | 585.5646 | [5 empty] | 4894 | 585.792
4890 | 585.52 |  |  |  | 4890 | 585.6328 | [5 empty] | 4895 | 585.86
4891 | 585.588 |  |  |  | 4891 | 585.7009 | [5 empty] | 4896 | 585.928
4892 | 585.656 |  |  |  | 4892 | 585.7691 | [5 empty] | 4897 | 585.996
4893 | 585.724 |  |  |  | 4893 | 585.8373 | [5 empty] | 4898 | 586.064
4894 | 585.792 |  |  |  | 4894 | 585.9054 | [5 empty] | 4899 | 586.132
4895 | 585.86 |  |  |  | 4895 | 585.9736 | [5 empty] | 4900 | 586.2
4896 | 585.928 |  |  |  | 4896 | 586.0417 | [5 empty] | 4901 | 586.268
4897 | 585.996 |  |  |  | 4897 | 586.1099 | [5 empty] | 4902 | 586.336
4898 | 586.064 |  |  |  | 4898 | 586.1781 | [5 empty] | 4903 | 586.404
4899 | 586.132 |  |  |  | 4899 | 586.2462 | [5 empty] | 4904 | 586.472
4900 | 586.2 |  |  |  | 4900 | 586.3144 | [5 empty] | 4905 | 586.54
4901 | 586.268 |  |  |  | 4901 | 586.3826 | [5 empty] | 4906 | 586.608
4902 | 586.336 |  |  |  | 4902 | 586.4507 | [5 empty] | 4907 | 586.676
4903 | 586.404 |  |  |  | 4903 | 586.5189 | [5 empty] | 4908 | 586.744
4904 | 586.472 |  |  |  | 4904 | 586.5871 | [5 empty] | 4909 | 586.812
4905 | 586.54 |  |  |  | 4905 | 586.6552 | [5 empty] | 4910 | 586.88
4906 | 586.608 |  |  |  | 4906 | 586.7234 | [5 empty] | 4911 | 586.948
4907 | 586.676 |  |  |  | 4907 | 586.7915 | [5 empty] | 4912 | 587.016
4908 | 586.744 |  |  |  | 4908 | 586.8597 | [5 empty] | 4913 | 587.084
4909 | 586.812 |  |  |  | 4909 | 586.9279 | [5 empty] | 4914 | 587.152
4910 | 586.88 |  |  |  | 4910 | 586.996 | [5 empty] | 4915 | 587.22
4911 | 586.948 |  |  |  | 4911 | 587.0642 | [5 empty] | 4916 | 587.288
4912 | 587.016 |  |  |  | 4912 | 587.1324 | [5 empty] | 4917 | 587.356
4913 | 587.084 |  |  |  | 4913 | 587.2005 | [5 empty] | 4918 | 587.424
4914 | 587.152 |  |  |  | 4914 | 587.2687 | [5 empty] | 4919 | 587.492
4915 | 587.22 |  |  |  | 4915 | 587.3369 | [5 empty] | 4920 | 587.56
4916 | 587.288 |  |  |  | 4916 | 587.405 | [5 empty] | 4921 | 587.628
4917 | 587.356 |  |  |  | 4917 | 587.4732 | [5 empty] | 4922 | 587.696
4918 | 587.424 |  |  |  | 4918 | 587.5413 | [5 empty] | 4923 | 587.764
4919 | 587.492 |  |  |  | 4919 | 587.6095 | [5 empty] | 4924 | 587.832
4920 | 587.56 |  |  |  | 4920 | 587.6777 | [5 empty] | 4925 | 587.9
4921 | 587.628 |  |  |  | 4921 | 587.7458 | [5 empty] | 4926 | 587.968
4922 | 587.696 |  |  |  | 4922 | 587.814 | [5 empty] | 4927 | 588.036
4923 | 587.764 |  |  |  | 4923 | 587.8822 | [5 empty] | 4928 | 588.104
4924 | 587.832 |  |  |  | 4924 | 587.9503 | [5 empty] | 4929 | 588.172
4925 | 587.9 |  |  |  | 4925 | 588.0185 | [5 empty] | 4930 | 588.24
4926 | 587.968 |  |  |  | 4926 | 588.0867 | [5 empty] | 4931 | 588.308
4927 | 588.036 |  |  |  | 4927 | 588.1548 | [5 empty] | 4932 | 588.376
4928 | 588.104 |  |  |  | 4928 | 588.223 | [5 empty] | 4933 | 588.444
4929 | 588.172 |  |  |  | 4929 | 588.2911 | [5 empty] | 4934 | 588.512
4930 | 588.24 |  |  |  | 4930 | 588.3593 | [5 empty] | 4935 | 588.58
4931 | 588.308 |  |  |  | 4931 | 588.4275 | [5 empty] | 4936 | 588.648
4932 | 588.376 |  |  |  | 4932 | 588.4956 | [5 empty] | 4937 | 588.716
4933 | 588.444 |  |  |  | 4933 | 588.5638 | [5 empty] | 4938 | 588.784
4934 | 588.512 |  |  |  | 4934 | 588.632 | [5 empty] | 4939 | 588.852
4935 | 588.58 |  |  |  | 4935 | 588.7001 | [5 empty] | 4940 | 588.92
4936 | 588.648 |  |  |  | 4936 | 588.7683 | [5 empty] | 4941 | 588.988
4937 | 588.716 |  |  |  | 4937 | 588.8365 | [5 empty] | 4942 | 589.056
4938 | 588.784 |  |  |  | 4938 | 588.9046 | [5 empty] | 4943 | 589.124
4939 | 588.852 |  |  |  | 4939 | 588.9728 | [5 empty] | 4944 | 589.192
4940 | 588.92 |  |  |  | 4940 | 589.041 | [5 empty] | 4945 | 589.26
4941 | 588.988 |  |  |  | 4941 | 589.1091 | [5 empty] | 4946 | 589.328
4942 | 589.056 |  |  |  | 4942 | 589.1773 | [5 empty] | 4947 | 589.396
4943 | 589.124 |  |  |  | 4943 | 589.2454 | [5 empty] | 4948 | 589.464
4944 | 589.192 |  |  |  | 4944 | 589.3136 | [5 empty] | 4949 | 589.532
4945 | 589.26 |  |  |  | 4945 | 589.3818 | [5 empty] | 4950 | 589.6
4946 | 589.328 |  |  |  | 4946 | 589.4499 | [5 empty] | 4951 | 589.668
4947 | 589.396 |  |  |  | 4947 | 589.5181 | [5 empty] | 4952 | 589.736
4948 | 589.464 |  |  |  | 4948 | 589.5863 | [5 empty] | 4953 | 589.804
4949 | 589.532 |  |  |  | 4949 | 589.6544 | [5 empty] | 4954 | 589.872
4950 | 589.6 |  |  |  | 4950 | 589.7226 | [5 empty] | 4955 | 589.94
4951 | 589.668 |  |  |  | 4951 | 589.7908 | [5 empty] | 4956 | 590.008
4952 | 589.736 |  |  |  | 4952 | 589.8589 | [5 empty] | 4957 | 590.076
4953 | 589.804 |  |  |  | 4953 | 589.9271 | [5 empty] | 4958 | 590.144
4954 | 589.872 |  |  |  | 4954 | 589.9952 | [5 empty] | 4959 | 590.212
4955 | 589.94 |  |  |  | 4955 | 590.0634 | [5 empty] | 4960 | 590.28
4956 | 590.008 |  |  |  | 4956 | 590.1316 | [5 empty] | 4961 | 590.348
4957 | 590.076 |  |  |  | 4957 | 590.1997 | [5 empty] | 4962 | 590.416
4958 | 590.144 |  |  |  | 4958 | 590.2679 | [5 empty] | 4963 | 590.484
4959 | 590.212 |  |  |  | 4959 | 590.3361 | [5 empty] | 4964 | 590.552
4960 | 590.28 |  |  |  | 4960 | 590.4042 | [5 empty] | 4965 | 590.62
4961 | 590.348 |  |  |  | 4961 | 590.4724 | [5 empty] | 4966 | 590.688
4962 | 590.416 |  |  |  | 4962 | 590.5406 | [5 empty] | 4967 | 590.756
4963 | 590.484 |  |  |  | 4963 | 590.6087 | [5 empty] | 4968 | 590.824
4964 | 590.552 |  |  |  | 4964 | 590.6769 | [5 empty] | 4969 | 590.892
4965 | 590.62 |  |  |  | 4965 | 590.745 | [5 empty] | 4970 | 590.96
4966 | 590.688 |  |  |  | 4966 | 590.8132 | [5 empty] | 4971 | 591.028
4967 | 590.756 |  |  |  | 4967 | 590.8814 | [5 empty] | 4972 | 591.096
4968 | 590.824 |  |  |  | 4968 | 590.9495 | [5 empty] | 4973 | 591.164
4969 | 590.892 |  |  |  | 4969 | 591.0177 | [5 empty] | 4974 | 591.232
4970 | 590.96 |  |  |  | 4970 | 591.0859 | [5 empty] | 4975 | 591.3
4971 | 591.028 |  |  |  | 4971 | 591.154 | [5 empty] | 4976 | 591.368
4972 | 591.096 |  |  |  | 4972 | 591.2222 | [5 empty] | 4977 | 591.436
4973 | 591.164 |  |  |  | 4973 | 591.2904 | [5 empty] | 4978 | 591.504
4974 | 591.232 |  |  |  | 4974 | 591.3585 | [5 empty] | 4979 | 591.572
4975 | 591.3 |  |  |  | 4975 | 591.4267 | [5 empty] | 4980 | 591.64
4976 | 591.368 |  |  |  | 4976 | 591.4948 | [5 empty] | 4981 | 591.708
4977 | 591.436 |  |  |  | 4977 | 591.563 | [5 empty] | 4982 | 591.776
4978 | 591.504 |  |  |  | 4978 | 591.6312 | [5 empty] | 4983 | 591.844
4979 | 591.572 |  |  |  | 4979 | 591.6993 | [5 empty] | 4984 | 591.912
4980 | 591.64 |  |  |  | 4980 | 591.7675 | [5 empty] | 4985 | 591.98
4981 | 591.708 |  |  |  | 4981 | 591.8357 | [5 empty] | 4986 | 592.048
4982 | 591.776 |  |  |  | 4982 | 591.9038 | [5 empty] | 4987 | 592.116
4983 | 591.844 |  |  |  | 4983 | 591.972 | [5 empty] | 4988 | 592.184
4984 | 591.912 |  |  |  | 4984 | 592.0402 | [5 empty] | 4989 | 592.252
4985 | 591.98 |  |  |  | 4985 | 592.1083 | [5 empty] | 4990 | 592.32
4986 | 592.048 |  |  |  | 4986 | 592.1765 | [5 empty] | 4991 | 592.388
4987 | 592.116 |  |  |  | 4987 | 592.2446 | [5 empty] | 4992 | 592.456
4988 | 592.184 |  |  |  | 4988 | 592.3128 | [5 empty] | 4993 | 592.524
4989 | 592.252 |  |  |  | 4989 | 592.381 | [5 empty] | 4994 | 592.592
4990 | 592.32 |  |  |  | 4990 | 592.4491 | [5 empty] | 4995 | 592.66
4991 | 592.388 |  |  |  | 4991 | 592.5173 | [5 empty] | 4996 | 592.728
4992 | 592.456 |  |  |  | 4992 | 592.5855 | [5 empty] | 4997 | 592.796
4993 | 592.524 |  |  |  | 4993 | 592.6536 | [5 empty] | 4998 | 592.864
4994 | 592.592 |  |  |  | 4994 | 592.7218 | [5 empty] | 4999 | 592.932
4995 | 592.66 |  |  |  | 4995 | 592.79 | [5 empty] | 5000 | 593
4996 | 592.728 |  |  |  | 4996 | 592.8581 | [5 empty] | 5001 | 593.05
4997 | 592.796 |  |  |  | 4997 | 592.9263 | [5 empty] | 5002 | 593.1
4998 | 592.864 |  |  |  | 4998 | 592.9945 | [5 empty] | 5003 | 593.15
4999 | 592.932 |  |  |  | 4999 | 593.0626 | [5 empty] | 5004 | 593.2
5000 | 593 |  |  |  | 5000 | 593.1308 | [5 empty] | 5005 | 593.25
5001 | 593.05 |  |  |  | 5001 | 593.1807 | [5 empty] | 5006 | 593.3
5002 | 593.1 |  |  |  | 5002 | 593.2306 | [5 empty] | 5007 | 593.35
5003 | 593.15 |  |  |  | 5003 | 593.2806 | [5 empty] | 5008 | 593.4
5004 | 593.2 |  |  |  | 5004 | 593.3305 | [5 empty] | 5009 | 593.45
5005 | 593.25 |  |  |  | 5005 | 593.3804 | [5 empty] | 5010 | 593.5
5006 | 593.3 |  |  |  | 5006 | 593.4304 | [5 empty] | 5011 | 593.55
5007 | 593.35 |  |  |  | 5007 | 593.4803 | [5 empty] | 5012 | 593.6
5008 | 593.4 |  |  |  | 5008 | 593.5303 | [5 empty] | 5013 | 593.65
5009 | 593.45 |  |  |  | 5009 | 593.5802 | [5 empty] | 5014 | 593.7
5010 | 593.5 |  |  |  | 5010 | 593.6301 | [5 empty] | 5015 | 593.75
5011 | 593.55 |  |  |  | 5011 | 593.6801 | [5 empty] | 5016 | 593.8
5012 | 593.6 |  |  |  | 5012 | 593.73 | [5 empty] | 5017 | 593.85
5013 | 593.65 |  |  |  | 5013 | 593.7799 | [5 empty] | 5018 | 593.9
5014 | 593.7 |  |  |  | 5014 | 593.8299 | [5 empty] | 5019 | 593.95
5015 | 593.75 |  |  |  | 5015 | 593.8798 | [5 empty] | 5020 | 594
5016 | 593.8 |  |  |  | 5016 | 593.9297 | [5 empty] | 5021 | 594.05
5017 | 593.85 |  |  |  | 5017 | 593.9797 | [5 empty] | 5022 | 594.1
5018 | 593.9 |  |  |  | 5018 | 594.0296 | [5 empty] | 5023 | 594.15
5019 | 593.95 |  |  |  | 5019 | 594.0795 | [5 empty] | 5024 | 594.2
5020 | 594 |  |  |  | 5020 | 594.1295 | [5 empty] | 5025 | 594.25
5021 | 594.05 |  |  |  | 5021 | 594.1794 | [5 empty] | 5026 | 594.3
5022 | 594.1 |  |  |  | 5022 | 594.2293 | [5 empty] | 5027 | 594.35
5023 | 594.15 |  |  |  | 5023 | 594.2793 | [5 empty] | 5028 | 594.4
5024 | 594.2 |  |  |  | 5024 | 594.3292 | [5 empty] | 5029 | 594.45
5025 | 594.25 |  |  |  | 5025 | 594.3791 | [5 empty] | 5030 | 594.5
5026 | 594.3 |  |  |  | 5026 | 594.4291 | [5 empty] | 5031 | 594.55
5027 | 594.35 |  |  |  | 5027 | 594.479 | [5 empty] | 5032 | 594.6
5028 | 594.4 |  |  |  | 5028 | 594.5289 | [5 empty] | 5033 | 594.65
5029 | 594.45 |  |  |  | 5029 | 594.5789 | [5 empty] | 5034 | 594.7
5030 | 594.5 |  |  |  | 5030 | 594.6288 | [5 empty] | 5035 | 594.75
5031 | 594.55 |  |  |  | 5031 | 594.6787 | [5 empty] | 5036 | 594.8
5032 | 594.6 |  |  |  | 5032 | 594.7287 | [5 empty] | 5037 | 594.85
5033 | 594.65 |  |  |  | 5033 | 594.7786 | [5 empty] | 5038 | 594.9
5034 | 594.7 |  |  |  | 5034 | 594.8285 | [5 empty] | 5039 | 594.95
5035 | 594.75 |  |  |  | 5035 | 594.8785 | [5 empty] | 5040 | 595
5036 | 594.8 |  |  |  | 5036 | 594.9284 | [5 empty] | 5041 | 595.05
5037 | 594.85 |  |  |  | 5037 | 594.9783 | [5 empty] | 5042 | 595.1
5038 | 594.9 |  |  |  | 5038 | 595.0283 | [5 empty] | 5043 | 595.15
5039 | 594.95 |  |  |  | 5039 | 595.0782 | [5 empty] | 5044 | 595.2
5040 | 595 |  |  |  | 5040 | 595.1281 | [5 empty] | 5045 | 595.25
5041 | 595.05 |  |  |  | 5041 | 595.1781 | [5 empty] | 5046 | 595.3
5042 | 595.1 |  |  |  | 5042 | 595.228 | [5 empty] | 5047 | 595.35
5043 | 595.15 |  |  |  | 5043 | 595.2779 | [5 empty] | 5048 | 595.4
5044 | 595.2 |  |  |  | 5044 | 595.3279 | [5 empty] | 5049 | 595.45
5045 | 595.25 |  |  |  | 5045 | 595.3778 | [5 empty] | 5050 | 595.5
5046 | 595.3 |  |  |  | 5046 | 595.4277 | [5 empty] | 5051 | 595.55
5047 | 595.35 |  |  |  | 5047 | 595.4777 | [5 empty] | 5052 | 595.6
5048 | 595.4 |  |  |  | 5048 | 595.5276 | [5 empty] | 5053 | 595.65
5049 | 595.45 |  |  |  | 5049 | 595.5775 | [5 empty] | 5054 | 595.7
5050 | 595.5 |  |  |  | 5050 | 595.6275 | [5 empty] | 5055 | 595.75
5051 | 595.55 |  |  |  | 5051 | 595.6774 | [5 empty] | 5056 | 595.8
5052 | 595.6 |  |  |  | 5052 | 595.7273 | [5 empty] | 5057 | 595.85
5053 | 595.65 |  |  |  | 5053 | 595.7773 | [5 empty] | 5058 | 595.9
5054 | 595.7 |  |  |  | 5054 | 595.8272 | [5 empty] | 5059 | 595.95
5055 | 595.75 |  |  |  | 5055 | 595.8771 | [5 empty] | 5060 | 596
5056 | 595.8 |  |  |  | 5056 | 595.9271 | [5 empty] | 5061 | 596.05
5057 | 595.85 |  |  |  | 5057 | 595.977 | [5 empty] | 5062 | 596.1
5058 | 595.9 |  |  |  | 5058 | 596.0269 | [5 empty] | 5063 | 596.15
5059 | 595.95 |  |  |  | 5059 | 596.0769 | [5 empty] | 5064 | 596.2
5060 | 596 |  |  |  | 5060 | 596.1268 | [5 empty] | 5065 | 596.25
5061 | 596.05 |  |  |  | 5061 | 596.1768 | [5 empty] | 5066 | 596.3
5062 | 596.1 |  |  |  | 5062 | 596.2267 | [5 empty] | 5067 | 596.35
5063 | 596.15 |  |  |  | 5063 | 596.2766 | [5 empty] | 5068 | 596.4
5064 | 596.2 |  |  |  | 5064 | 596.3266 | [5 empty] | 5069 | 596.45
5065 | 596.25 |  |  |  | 5065 | 596.3765 | [5 empty] | 5070 | 596.5
5066 | 596.3 |  |  |  | 5066 | 596.4264 | [5 empty] | 5071 | 596.55
5067 | 596.35 |  |  |  | 5067 | 596.4764 | [5 empty] | 5072 | 596.6
5068 | 596.4 |  |  |  | 5068 | 596.5263 | [5 empty] | 5073 | 596.65
5069 | 596.45 |  |  |  | 5069 | 596.5762 | [5 empty] | 5074 | 596.7
5070 | 596.5 |  |  |  | 5070 | 596.6262 | [5 empty] | 5075 | 596.75
5071 | 596.55 |  |  |  | 5071 | 596.6761 | [5 empty] | 5076 | 596.8
5072 | 596.6 |  |  |  | 5072 | 596.726 | [5 empty] | 5077 | 596.85
5073 | 596.65 |  |  |  | 5073 | 596.776 | [5 empty] | 5078 | 596.9
5074 | 596.7 |  |  |  | 5074 | 596.8259 | [5 empty] | 5079 | 596.95
5075 | 596.75 |  |  |  | 5075 | 596.8758 | [5 empty] | 5080 | 597
5076 | 596.8 |  |  |  | 5076 | 596.9258 | [5 empty] | 5081 | 597.05
5077 | 596.85 |  |  |  | 5077 | 596.9757 | [5 empty] | 5082 | 597.1
5078 | 596.9 |  |  |  | 5078 | 597.0256 | [5 empty] | 5083 | 597.15
5079 | 596.95 |  |  |  | 5079 | 597.0756 | [5 empty] | 5084 | 597.2
5080 | 597 |  |  |  | 5080 | 597.1255 | [5 empty] | 5085 | 597.25
5081 | 597.05 |  |  |  | 5081 | 597.1754 | [5 empty] | 5086 | 597.3
5082 | 597.1 |  |  |  | 5082 | 597.2254 | [5 empty] | 5087 | 597.35
5083 | 597.15 |  |  |  | 5083 | 597.2753 | [5 empty] | 5088 | 597.4
5084 | 597.2 |  |  |  | 5084 | 597.3252 | [5 empty] | 5089 | 597.45
5085 | 597.25 |  |  |  | 5085 | 597.3752 | [5 empty] | 5090 | 597.5
5086 | 597.3 |  |  |  | 5086 | 597.4251 | [5 empty] | 5091 | 597.55
5087 | 597.35 |  |  |  | 5087 | 597.475 | [5 empty] | 5092 | 597.6
5088 | 597.4 |  |  |  | 5088 | 597.525 | [5 empty] | 5093 | 597.65
5089 | 597.45 |  |  |  | 5089 | 597.5749 | [5 empty] | 5094 | 597.7
5090 | 597.5 |  |  |  | 5090 | 597.6248 | [5 empty] | 5095 | 597.75
5091 | 597.55 |  |  |  | 5091 | 597.6748 | [5 empty] | 5096 | 597.8
5092 | 597.6 |  |  |  | 5092 | 597.7247 | [5 empty] | 5097 | 597.85
5093 | 597.65 |  |  |  | 5093 | 597.7746 | [5 empty] | 5098 | 597.9
5094 | 597.7 |  |  |  | 5094 | 597.8246 | [5 empty] | 5099 | 597.95
5095 | 597.75 |  |  |  | 5095 | 597.8745 | [5 empty] | 5100 | 598
5096 | 597.8 |  |  |  | 5096 | 597.9244 | [5 empty] | 5101 | 598.05
5097 | 597.85 |  |  |  | 5097 | 597.9744 | [5 empty] | 5102 | 598.1
5098 | 597.9 |  |  |  | 5098 | 598.0243 | [5 empty] | 5103 | 598.15
5099 | 597.95 |  |  |  | 5099 | 598.0742 | [5 empty] | 5104 | 598.2
5100 | 598 |  |  |  | 5100 | 598.1242 | [5 empty] | 5105 | 598.25
5101 | 598.05 |  |  |  | 5101 | 598.1741 | [5 empty] | 5106 | 598.3
5102 | 598.1 |  |  |  | 5102 | 598.224 | [5 empty] | 5107 | 598.35
5103 | 598.15 |  |  |  | 5103 | 598.274 | [5 empty] | 5108 | 598.4
5104 | 598.2 |  |  |  | 5104 | 598.3239 | [5 empty] | 5109 | 598.45
5105 | 598.25 |  |  |  | 5105 | 598.3738 | [5 empty] | 5110 | 598.5
5106 | 598.3 |  |  |  | 5106 | 598.4238 | [5 empty] | 5111 | 598.55
5107 | 598.35 |  |  |  | 5107 | 598.4737 | [5 empty] | 5112 | 598.6
5108 | 598.4 |  |  |  | 5108 | 598.5236 | [5 empty] | 5113 | 598.65
5109 | 598.45 |  |  |  | 5109 | 598.5736 | [5 empty] | 5114 | 598.7
5110 | 598.5 |  |  |  | 5110 | 598.6235 | [5 empty] | 5115 | 598.75
5111 | 598.55 |  |  |  | 5111 | 598.6734 | [5 empty] | 5116 | 598.8
5112 | 598.6 |  |  |  | 5112 | 598.7234 | [5 empty] | 5117 | 598.85
5113 | 598.65 |  |  |  | 5113 | 598.7733 | [5 empty] | 5118 | 598.9
5114 | 598.7 |  |  |  | 5114 | 598.8232 | [5 empty] | 5119 | 598.95
5115 | 598.75 |  |  |  | 5115 | 598.8732 | [5 empty] | 5120 | 599
5116 | 598.8 |  |  |  | 5116 | 598.9231 | [5 empty] | 5121 | 599.05
5117 | 598.85 |  |  |  | 5117 | 598.9731 | [5 empty] | 5122 | 599.1
5118 | 598.9 |  |  |  | 5118 | 599.023 | [5 empty] | 5123 | 599.15
5119 | 598.95 |  |  |  | 5119 | 599.0729 | [5 empty] | 5124 | 599.2
5120 | 599 |  |  |  | 5120 | 599.1229 | [5 empty] | 5125 | 599.25
5121 | 599.05 |  |  |  | 5121 | 599.1728 | [5 empty] | 5126 | 599.3
5122 | 599.1 |  |  |  | 5122 | 599.2227 | [5 empty] | 5127 | 599.35
5123 | 599.15 |  |  |  | 5123 | 599.2727 | [5 empty] | 5128 | 599.4
5124 | 599.2 |  |  |  | 5124 | 599.3226 | [5 empty] | 5129 | 599.45
5125 | 599.25 |  |  |  | 5125 | 599.3725 | [5 empty] | 5130 | 599.5
5126 | 599.3 |  |  |  | 5126 | 599.4225 | [5 empty] | 5131 | 599.55
5127 | 599.35 |  |  |  | 5127 | 599.4724 | [5 empty] | 5132 | 599.6
5128 | 599.4 |  |  |  | 5128 | 599.5223 | [5 empty] | 5133 | 599.65
5129 | 599.45 |  |  |  | 5129 | 599.5723 | [5 empty] | 5134 | 599.7
5130 | 599.5 |  |  |  | 5130 | 599.6222 | [5 empty] | 5135 | 599.75
5131 | 599.55 |  |  |  | 5131 | 599.6721 | [5 empty] | 5136 | 599.8
5132 | 599.6 |  |  |  | 5132 | 599.7221 | [5 empty] | 5137 | 599.85
5133 | 599.65 |  |  |  | 5133 | 599.772 | [5 empty] | 5138 | 599.9
5134 | 599.7 |  |  |  | 5134 | 599.8219 | [5 empty] | 5139 | 599.95
5135 | 599.75 |  |  |  | 5135 | 599.8719 | [5 empty] | 5140 | 600
5136 | 599.8 |  |  |  | 5136 | 599.9218 | [5 empty] | 5141 | 600.05
5137 | 599.85 |  |  |  | 5137 | 599.9717 | [5 empty] | 5142 | 600.1
5138 | 599.9 |  |  |  | 5138 | 600.0217 | [5 empty] | 5143 | 600.15
5139 | 599.95 |  |  |  | 5139 | 600.0716 | [5 empty] | 5144 | 600.2
5140 | 600 |  |  |  | 5140 | 600.1215 | [5 empty] | 5145 | 600.25
5141 | 600.05 |  |  |  | 5141 | 600.1715 | [5 empty] | 5146 | 600.3
5142 | 600.1 |  |  |  | 5142 | 600.2214 | [5 empty] | 5147 | 600.35
5143 | 600.15 |  |  |  | 5143 | 600.2713 | [5 empty] | 5148 | 600.4
5144 | 600.2 |  |  |  | 5144 | 600.3213 | [5 empty] | 5149 | 600.45
5145 | 600.25 |  |  |  | 5145 | 600.3712 | [5 empty] | 5150 | 600.5
5146 | 600.3 |  |  |  | 5146 | 600.4211 | [5 empty] | 5151 | 600.55
5147 | 600.35 |  |  |  | 5147 | 600.4711 | [5 empty] | 5152 | 600.6
5148 | 600.4 |  |  |  | 5148 | 600.521 | [5 empty] | 5153 | 600.65
5149 | 600.45 |  |  |  | 5149 | 600.5709 | [5 empty] | 5154 | 600.7
5150 | 600.5 |  |  |  | 5150 | 600.6209 | [5 empty] | 5155 | 600.75
5151 | 600.55 |  |  |  | 5151 | 600.6708 | [5 empty] | 5156 | 600.8
5152 | 600.6 |  |  |  | 5152 | 600.7207 | [5 empty] | 5157 | 600.85
5153 | 600.65 |  |  |  | 5153 | 600.7707 | [5 empty] | 5158 | 600.9
5154 | 600.7 |  |  |  | 5154 | 600.8206 | [5 empty] | 5159 | 600.95
5155 | 600.75 |  |  |  | 5155 | 600.8705 | [5 empty] | 5160 | 601
5156 | 600.8 |  |  |  | 5156 | 600.9205 | [5 empty] | 5161 | 601.05
5157 | 600.85 |  |  |  | 5157 | 600.9704 | [5 empty] | 5162 | 601.1
5158 | 600.9 |  |  |  | 5158 | 601.0203 | [5 empty] | 5163 | 601.15
5159 | 600.95 |  |  |  | 5159 | 601.0703 | [5 empty] | 5164 | 601.2
5160 | 601 |  |  |  | 5160 | 601.1202 | [5 empty] | 5165 | 601.25
5161 | 601.05 |  |  |  | 5161 | 601.1701 | [5 empty] | 5166 | 601.3
5162 | 601.1 |  |  |  | 5162 | 601.2201 | [5 empty] | 5167 | 601.35
5163 | 601.15 |  |  |  | 5163 | 601.27 | [5 empty] | 5168 | 601.4
5164 | 601.2 |  |  |  | 5164 | 601.3199 | [5 empty] | 5169 | 601.45
5165 | 601.25 |  |  |  | 5165 | 601.3699 | [5 empty] | 5170 | 601.5
5166 | 601.3 |  |  |  | 5166 | 601.4198 | [5 empty] | 5171 | 601.55
5167 | 601.35 |  |  |  | 5167 | 601.4697 | [5 empty] | 5172 | 601.6
5168 | 601.4 |  |  |  | 5168 | 601.5197 | [5 empty] | 5173 | 601.65
5169 | 601.45 |  |  |  | 5169 | 601.5696 | [5 empty] | 5174 | 601.7
5170 | 601.5 |  |  |  | 5170 | 601.6196 | [5 empty] | 5175 | 601.75
5171 | 601.55 |  |  |  | 5171 | 601.6695 | [5 empty] | 5176 | 601.8
5172 | 601.6 |  |  |  | 5172 | 601.7194 | [5 empty] | 5177 | 601.85
5173 | 601.65 |  |  |  | 5173 | 601.7694 | [5 empty] | 5178 | 601.9
5174 | 601.7 |  |  |  | 5174 | 601.8193 | [5 empty] | 5179 | 601.95
5175 | 601.75 |  |  |  | 5175 | 601.8692 | [5 empty] | 5180 | 602
5176 | 601.8 |  |  |  | 5176 | 601.9192 | [5 empty] | 5181 | 602.05
5177 | 601.85 |  |  |  | 5177 | 601.9691 | [5 empty] | 5182 | 602.1
5178 | 601.9 |  |  |  | 5178 | 602.019 | [5 empty] | 5183 | 602.15
5179 | 601.95 |  |  |  | 5179 | 602.069 | [5 empty] | 5184 | 602.2
5180 | 602 |  |  |  | 5180 | 602.1189 | [5 empty] | 5185 | 602.25
5181 | 602.05 |  |  |  | 5181 | 602.1688 | [5 empty] | 5186 | 602.3
5182 | 602.1 |  |  |  | 5182 | 602.2188 | [5 empty] | 5187 | 602.35
5183 | 602.15 |  |  |  | 5183 | 602.2687 | [5 empty] | 5188 | 602.4
5184 | 602.2 |  |  |  | 5184 | 602.3186 | [5 empty] | 5189 | 602.45
5185 | 602.25 |  |  |  | 5185 | 602.3686 | [5 empty] | 5190 | 602.5
5186 | 602.3 |  |  |  | 5186 | 602.4185 | [5 empty] | 5191 | 602.55
5187 | 602.35 |  |  |  | 5187 | 602.4684 | [5 empty] | 5192 | 602.6
5188 | 602.4 |  |  |  | 5188 | 602.5184 | [5 empty] | 5193 | 602.65
5189 | 602.45 |  |  |  | 5189 | 602.5683 | [5 empty] | 5194 | 602.7
5190 | 602.5 |  |  |  | 5190 | 602.6182 | [5 empty] | 5195 | 602.75
5191 | 602.55 |  |  |  | 5191 | 602.6682 | [5 empty] | 5196 | 602.8
5192 | 602.6 |  |  |  | 5192 | 602.7181 | [5 empty] | 5197 | 602.85
5193 | 602.65 |  |  |  | 5193 | 602.768 | [5 empty] | 5198 | 602.9
5194 | 602.7 |  |  |  | 5194 | 602.818 | [5 empty] | 5199 | 602.95
5195 | 602.75 |  |  |  | 5195 | 602.8679 | [5 empty] | 5200 | 603
5196 | 602.8 |  |  |  | 5196 | 602.9178 | [5 empty] | 5201 | 603.05
5197 | 602.85 |  |  |  | 5197 | 602.9678 | [5 empty] | 5202 | 603.1
5198 | 602.9 |  |  |  | 5198 | 603.0177 | [5 empty] | 5203 | 603.15
5199 | 602.95 |  |  |  | 5199 | 603.0676 | [5 empty] | 5204 | 603.2
5200 | 603 |  |  |  | 5200 | 603.1176 | [5 empty] | 5205 | 603.25
5201 | 603.05 |  |  |  | 5201 | 603.1675 | [5 empty] | 5206 | 603.3
5202 | 603.1 |  |  |  | 5202 | 603.2174 | [5 empty] | 5207 | 603.35
5203 | 603.15 |  |  |  | 5203 | 603.2674 | [5 empty] | 5208 | 603.4
5204 | 603.2 |  |  |  | 5204 | 603.3173 | [5 empty] | 5209 | 603.45
5205 | 603.25 |  |  |  | 5205 | 603.3672 | [5 empty] | 5210 | 603.5
5206 | 603.3 |  |  |  | 5206 | 603.4172 | [5 empty] | 5211 | 603.55
5207 | 603.35 |  |  |  | 5207 | 603.4671 | [5 empty] | 5212 | 603.6
5208 | 603.4 |  |  |  | 5208 | 603.517 | [5 empty] | 5213 | 603.65
5209 | 603.45 |  |  |  | 5209 | 603.567 | [5 empty] | 5214 | 603.7
5210 | 603.5 |  |  |  | 5210 | 603.6169 | [5 empty] | 5215 | 603.75
5211 | 603.55 |  |  |  | 5211 | 603.6668 | [5 empty] | 5216 | 603.8
5212 | 603.6 |  |  |  | 5212 | 603.7168 | [5 empty] | 5217 | 603.85
5213 | 603.65 |  |  |  | 5213 | 603.7667 | [5 empty] | 5218 | 603.9
5214 | 603.7 |  |  |  | 5214 | 603.8166 | [5 empty] | 5219 | 603.95
5215 | 603.75 |  |  |  | 5215 | 603.8666 | [5 empty] | 5220 | 604
5216 | 603.8 |  |  |  | 5216 | 603.9165 | [5 empty] | 5221 | 604.05
5217 | 603.85 |  |  |  | 5217 | 603.9664 | [5 empty] | 5222 | 604.1
5218 | 603.9 |  |  |  | 5218 | 604.0164 | [5 empty] | 5223 | 604.15
5219 | 603.95 |  |  |  | 5219 | 604.0663 | [5 empty] | 5224 | 604.2
5220 | 604 |  |  |  | 5220 | 604.1162 | [5 empty] | 5225 | 604.25
5221 | 604.05 |  |  |  | 5221 | 604.1662 | [5 empty] | 5226 | 604.3
5222 | 604.1 |  |  |  | 5222 | 604.2161 | [5 empty] | 5227 | 604.35
5223 | 604.15 |  |  |  | 5223 | 604.2661 | [5 empty] | 5228 | 604.4
5224 | 604.2 |  |  |  | 5224 | 604.316 | [5 empty] | 5229 | 604.45
5225 | 604.25 |  |  |  | 5225 | 604.3659 | [5 empty] | 5230 | 604.5
5226 | 604.3 |  |  |  | 5226 | 604.4159 | [5 empty] | 5231 | 604.55
5227 | 604.35 |  |  |  | 5227 | 604.4658 | [5 empty] | 5232 | 604.6
5228 | 604.4 |  |  |  | 5228 | 604.5157 | [5 empty] | 5233 | 604.65
5229 | 604.45 |  |  |  | 5229 | 604.5657 | [5 empty] | 5234 | 604.7
5230 | 604.5 |  |  |  | 5230 | 604.6156 | [5 empty] | 5235 | 604.75
5231 | 604.55 |  |  |  | 5231 | 604.6655 | [5 empty] | 5236 | 604.8
5232 | 604.6 |  |  |  | 5232 | 604.7155 | [5 empty] | 5237 | 604.85
5233 | 604.65 |  |  |  | 5233 | 604.7654 | [5 empty] | 5238 | 604.9
5234 | 604.7 |  |  |  | 5234 | 604.8153 | [5 empty] | 5239 | 604.95
5235 | 604.75 |  |  |  | 5235 | 604.8653 | [5 empty] | 5240 | 605
5236 | 604.8 |  |  |  | 5236 | 604.9152 | [5 empty] | 5241 | 605.05
5237 | 604.85 |  |  |  | 5237 | 604.9651 | [5 empty] | 5242 | 605.1
5238 | 604.9 |  |  |  | 5238 | 605.0151 | [5 empty] | 5243 | 605.15
5239 | 604.95 |  |  |  | 5239 | 605.065 | [5 empty] | 5244 | 605.2
5240 | 605 |  |  |  | 5240 | 605.1149 | [5 empty] | 5245 | 605.25
5241 | 605.05 |  |  |  | 5241 | 605.1649 | [5 empty] | 5246 | 605.3
5242 | 605.1 |  |  |  | 5242 | 605.2148 | [5 empty] | 5247 | 605.35
5243 | 605.15 |  |  |  | 5243 | 605.2647 | [5 empty] | 5248 | 605.4
5244 | 605.2 |  |  |  | 5244 | 605.3147 | [5 empty] | 5249 | 605.45
5245 | 605.25 |  |  |  | 5245 | 605.3646 | [5 empty] | 5250 | 605.5
5246 | 605.3 |  |  |  | 5246 | 605.4145 | [5 empty] | 5251 | 605.55
5247 | 605.35 |  |  |  | 5247 | 605.4645 | [5 empty] | 5252 | 605.6
5248 | 605.4 |  |  |  | 5248 | 605.5144 | [5 empty] | 5253 | 605.65
5249 | 605.45 |  |  |  | 5249 | 605.5643 | [5 empty] | 5254 | 605.7
5250 | 605.5 |  |  |  | 5250 | 605.6143 | [5 empty] | 5255 | 605.75
5251 | 605.55 |  |  |  | 5251 | 605.6642 | [5 empty] | 5256 | 605.8
5252 | 605.6 |  |  |  | 5252 | 605.7141 | [5 empty] | 5257 | 605.85
5253 | 605.65 |  |  |  | 5253 | 605.7641 | [5 empty] | 5258 | 605.9
5254 | 605.7 |  |  |  | 5254 | 605.814 | [5 empty] | 5259 | 605.95
5255 | 605.75 |  |  |  | 5255 | 605.8639 | [5 empty] | 5260 | 606
5256 | 605.8 |  |  |  | 5256 | 605.9139 | [5 empty] | 5261 | 606.05
5257 | 605.85 |  |  |  | 5257 | 605.9638 | [5 empty] | 5262 | 606.1
5258 | 605.9 |  |  |  | 5258 | 606.0137 | [5 empty] | 5263 | 606.15
5259 | 605.95 |  |  |  | 5259 | 606.0637 | [5 empty] | 5264 | 606.2
5260 | 606 |  |  |  | 5260 | 606.1136 | [5 empty] | 5265 | 606.25
5261 | 606.05 |  |  |  | 5261 | 606.1635 | [5 empty] | 5266 | 606.3
5262 | 606.1 |  |  |  | 5262 | 606.2135 | [5 empty] | 5267 | 606.35
5263 | 606.15 |  |  |  | 5263 | 606.2634 | [5 empty] | 5268 | 606.4
5264 | 606.2 |  |  |  | 5264 | 606.3133 | [5 empty] | 5269 | 606.45
5265 | 606.25 |  |  |  | 5265 | 606.3633 | [5 empty] | 5270 | 606.5
5266 | 606.3 |  |  |  | 5266 | 606.4132 | [5 empty] | 5271 | 606.55
5267 | 606.35 |  |  |  | 5267 | 606.4631 | [5 empty] | 5272 | 606.6
5268 | 606.4 |  |  |  | 5268 | 606.5131 | [5 empty] | 5273 | 606.65
5269 | 606.45 |  |  |  | 5269 | 606.563 | [5 empty] | 5274 | 606.7
5270 | 606.5 |  |  |  | 5270 | 606.6129 | [5 empty] | 5275 | 606.75
5271 | 606.55 |  |  |  | 5271 | 606.6629 | [5 empty] | 5276 | 606.8
5272 | 606.6 |  |  |  | 5272 | 606.7128 | [5 empty] | 5277 | 606.85
5273 | 606.65 |  |  |  | 5273 | 606.7627 | [5 empty] | 5278 | 606.9
5274 | 606.7 |  |  |  | 5274 | 606.8127 | [5 empty] | 5279 | 606.95
5275 | 606.75 |  |  |  | 5275 | 606.8626 | [5 empty] | 5280 | 607
5276 | 606.8 |  |  |  | 5276 | 606.9125 | [5 empty] | 5281 | 607.05
5277 | 606.85 |  |  |  | 5277 | 606.9625 | [5 empty] | 5282 | 607.1
5278 | 606.9 |  |  |  | 5278 | 607.0124 | [5 empty] | 5283 | 607.15
5279 | 606.95 |  |  |  | 5279 | 607.0624 | [5 empty] | 5284 | 607.2
5280 | 607 |  |  |  | 5280 | 607.1123 | [5 empty] | 5285 | 607.25
5281 | 607.05 |  |  |  | 5281 | 607.1622 | [5 empty] | 5286 | 607.3
5282 | 607.1 |  |  |  | 5282 | 607.2122 | [5 empty] | 5287 | 607.35
5283 | 607.15 |  |  |  | 5283 | 607.2621 | [5 empty] | 5288 | 607.4
5284 | 607.2 |  |  |  | 5284 | 607.312 | [5 empty] | 5289 | 607.45
5285 | 607.25 |  |  |  | 5285 | 607.362 | [5 empty] | 5290 | 607.5
5286 | 607.3 |  |  |  | 5286 | 607.4119 | [5 empty] | 5291 | 607.55
5287 | 607.35 |  |  |  | 5287 | 607.4618 | [5 empty] | 5292 | 607.6
5288 | 607.4 |  |  |  | 5288 | 607.5118 | [5 empty] | 5293 | 607.65
5289 | 607.45 |  |  |  | 5289 | 607.5617 | [5 empty] | 5294 | 607.7
5290 | 607.5 |  |  |  | 5290 | 607.6116 | [5 empty] | 5295 | 607.75
5291 | 607.55 |  |  |  | 5291 | 607.6616 | [5 empty] | 5296 | 607.8
5292 | 607.6 |  |  |  | 5292 | 607.7115 | [5 empty] | 5297 | 607.85
5293 | 607.65 |  |  |  | 5293 | 607.7614 | [5 empty] | 5298 | 607.9
5294 | 607.7 |  |  |  | 5294 | 607.8114 | [5 empty] | 5299 | 607.95
5295 | 607.75 |  |  |  | 5295 | 607.8613 | [5 empty] | 5300 | 608
5296 | 607.8 |  |  |  | 5296 | 607.9112 | [5 empty] | 5301 | 608.05
5297 | 607.85 |  |  |  | 5297 | 607.9612 | [5 empty] | 5302 | 608.1
5298 | 607.9 |  |  |  | 5298 | 608.0111 | [5 empty] | 5303 | 608.15
5299 | 607.95 |  |  |  | 5299 | 608.061 | [5 empty] | 5304 | 608.2
5300 | 608 |  |  |  | 5300 | 608.111 | [5 empty] | 5305 | 608.25
5301 | 608.05 |  |  |  | 5301 | 608.1609 | [5 empty] | 5306 | 608.3
5302 | 608.1 |  |  |  | 5302 | 608.2108 | [5 empty] | 5307 | 608.35
5303 | 608.15 |  |  |  | 5303 | 608.2608 | [5 empty] | 5308 | 608.4
5304 | 608.2 |  |  |  | 5304 | 608.3107 | [5 empty] | 5309 | 608.45
5305 | 608.25 |  |  |  | 5305 | 608.3606 | [5 empty] | 5310 | 608.5
5306 | 608.3 |  |  |  | 5306 | 608.4106 | [5 empty] | 5311 | 608.55
5307 | 608.35 |  |  |  | 5307 | 608.4605 | [5 empty] | 5312 | 608.6
5308 | 608.4 |  |  |  | 5308 | 608.5104 | [5 empty] | 5313 | 608.65
5309 | 608.45 |  |  |  | 5309 | 608.5604 | [5 empty] | 5314 | 608.7
5310 | 608.5 |  |  |  | 5310 | 608.6103 | [5 empty] | 5315 | 608.75
5311 | 608.55 |  |  |  | 5311 | 608.6602 | [5 empty] | 5316 | 608.8
5312 | 608.6 |  |  |  | 5312 | 608.7102 | [5 empty] | 5317 | 608.85
5313 | 608.65 |  |  |  | 5313 | 608.7601 | [5 empty] | 5318 | 608.9
5314 | 608.7 |  |  |  | 5314 | 608.81 | [5 empty] | 5319 | 608.95
5315 | 608.75 |  |  |  | 5315 | 608.86 | [5 empty] | 5320 | 609
5316 | 608.8 |  |  |  | 5316 | 608.9099 | [5 empty] | 5321 | 609.05
5317 | 608.85 |  |  |  | 5317 | 608.9598 | [5 empty] | 5322 | 609.1
5318 | 608.9 |  |  |  | 5318 | 609.0098 | [5 empty] | 5323 | 609.15
5319 | 608.95 |  |  |  | 5319 | 609.0597 | [5 empty] | 5324 | 609.2
5320 | 609 |  |  |  | 5320 | 609.1096 | [5 empty] | 5325 | 609.25
5321 | 609.05 |  |  |  | 5321 | 609.1596 | [5 empty] | 5326 | 609.3
5322 | 609.1 |  |  |  | 5322 | 609.2095 | [5 empty] | 5327 | 609.35
5323 | 609.15 |  |  |  | 5323 | 609.2594 | [5 empty] | 5328 | 609.4
5324 | 609.2 |  |  |  | 5324 | 609.3094 | [5 empty] | 5329 | 609.45
5325 | 609.25 |  |  |  | 5325 | 609.3593 | [5 empty] | 5330 | 609.5
5326 | 609.3 |  |  |  | 5326 | 609.4092 | [5 empty] | 5331 | 609.55
5327 | 609.35 |  |  |  | 5327 | 609.4592 | [5 empty] | 5332 | 609.6
5328 | 609.4 |  |  |  | 5328 | 609.5091 | [5 empty] | 5333 | 609.65
5329 | 609.45 |  |  |  | 5329 | 609.559 | [5 empty] | 5334 | 609.7
5330 | 609.5 |  |  |  | 5330 | 609.609 | [5 empty] | 5335 | 609.75
5331 | 609.55 |  |  |  | 5331 | 609.6589 | [5 empty] | 5336 | 609.8
5332 | 609.6 |  |  |  | 5332 | 609.7089 | [5 empty] | 5337 | 609.85
5333 | 609.65 |  |  |  | 5333 | 609.7588 | [5 empty] | 5338 | 609.9
5334 | 609.7 |  |  |  | 5334 | 609.8087 | [5 empty] | 5339 | 609.95
5335 | 609.75 |  |  |  | 5335 | 609.8587 | [5 empty] | 5340 | 610
5336 | 609.8 |  |  |  | 5336 | 609.9086 | [5 empty] | 5341 | 610.05
5337 | 609.85 |  |  |  | 5337 | 609.9585 | [5 empty] | 5342 | 610.1
5338 | 609.9 |  |  |  | 5338 | 610.0085 | [5 empty] | 5343 | 610.15
5339 | 609.95 |  |  |  | 5339 | 610.0584 | [5 empty] | 5344 | 610.2
5340 | 610 |  |  |  | 5340 | 610.1083 | [5 empty] | 5345 | 610.25
5341 | 610.05 |  |  |  | 5341 | 610.1583 | [5 empty] | 5346 | 610.3
5342 | 610.1 |  |  |  | 5342 | 610.2082 | [5 empty] | 5347 | 610.35
5343 | 610.15 |  |  |  | 5343 | 610.2581 | [5 empty] | 5348 | 610.4
5344 | 610.2 |  |  |  | 5344 | 610.3081 | [5 empty] | 5349 | 610.45
5345 | 610.25 |  |  |  | 5345 | 610.358 | [5 empty] | 5350 | 610.5
5346 | 610.3 |  |  |  | 5346 | 610.4079 | [5 empty] | 5351 | 610.55
5347 | 610.35 |  |  |  | 5347 | 610.4579 | [5 empty] | 5352 | 610.6
5348 | 610.4 |  |  |  | 5348 | 610.5078 | [5 empty] | 5353 | 610.65
5349 | 610.45 |  |  |  | 5349 | 610.5577 | [5 empty] | 5354 | 610.7
5350 | 610.5 |  |  |  | 5350 | 610.6077 | [5 empty] | 5355 | 610.75
5351 | 610.55 |  |  |  | 5351 | 610.6576 | [5 empty] | 5356 | 610.8
5352 | 610.6 |  |  |  | 5352 | 610.7075 | [5 empty] | 5357 | 610.85
5353 | 610.65 |  |  |  | 5353 | 610.7575 | [5 empty] | 5358 | 610.9
5354 | 610.7 |  |  |  | 5354 | 610.8074 | [5 empty] | 5359 | 610.95
5355 | 610.75 |  |  |  | 5355 | 610.8573 | [5 empty] | 5360 | 611
5356 | 610.8 |  |  |  | 5356 | 610.9073 | [5 empty] | 5361 | 611.05
5357 | 610.85 |  |  |  | 5357 | 610.9572 | [5 empty] | 5362 | 611.1
5358 | 610.9 |  |  |  | 5358 | 611.0071 | [5 empty] | 5363 | 611.15
5359 | 610.95 |  |  |  | 5359 | 611.0571 | [5 empty] | 5364 | 611.2
5360 | 611 |  |  |  | 5360 | 611.107 | [5 empty] | 5365 | 611.25
5361 | 611.05 |  |  |  | 5361 | 611.1569 | [5 empty] | 5366 | 611.3
5362 | 611.1 |  |  |  | 5362 | 611.2069 | [5 empty] | 5367 | 611.35
5363 | 611.15 |  |  |  | 5363 | 611.2568 | [5 empty] | 5368 | 611.4
5364 | 611.2 |  |  |  | 5364 | 611.3067 | [5 empty] | 5369 | 611.45
5365 | 611.25 |  |  |  | 5365 | 611.3567 | [5 empty] | 5370 | 611.5
5366 | 611.3 |  |  |  | 5366 | 611.4066 | [5 empty] | 5371 | 611.55
5367 | 611.35 |  |  |  | 5367 | 611.4565 | [5 empty] | 5372 | 611.6
5368 | 611.4 |  |  |  | 5368 | 611.5065 | [5 empty] | 5373 | 611.65
5369 | 611.45 |  |  |  | 5369 | 611.5564 | [5 empty] | 5374 | 611.7
5370 | 611.5 |  |  |  | 5370 | 611.6063 | [5 empty] | 5375 | 611.75
5371 | 611.55 |  |  |  | 5371 | 611.6563 | [5 empty] | 5376 | 611.8
5372 | 611.6 |  |  |  | 5372 | 611.7062 | [5 empty] | 5377 | 611.85
5373 | 611.65 |  |  |  | 5373 | 611.7561 | [5 empty] | 5378 | 611.9
5374 | 611.7 |  |  |  | 5374 | 611.8061 | [5 empty] | 5379 | 611.95
5375 | 611.75 |  |  |  | 5375 | 611.856 | [5 empty] | 5380 | 612
5376 | 611.8 |  |  |  | 5376 | 611.9059 | [5 empty] | 5381 | 612.05
5377 | 611.85 |  |  |  | 5377 | 611.9559 | [5 empty] | 5382 | 612.1
5378 | 611.9 |  |  |  | 5378 | 612.0058 | [5 empty] | 5383 | 612.15
5379 | 611.95 |  |  |  | 5379 | 612.0557 | [5 empty] | 5384 | 612.2
5380 | 612 |  |  |  | 5380 | 612.1057 | [5 empty] | 5385 | 612.25
5381 | 612.05 |  |  |  | 5381 | 612.1556 | [5 empty] | 5386 | 612.3
5382 | 612.1 |  |  |  | 5382 | 612.2055 | [5 empty] | 5387 | 612.35
5383 | 612.15 |  |  |  | 5383 | 612.2555 | [5 empty] | 5388 | 612.4
5384 | 612.2 |  |  |  | 5384 | 612.3054 | [5 empty] | 5389 | 612.45
5385 | 612.25 |  |  |  | 5385 | 612.3554 | [5 empty] | 5390 | 612.5
5386 | 612.3 |  |  |  | 5386 | 612.4053 | [5 empty] | 5391 | 612.55
5387 | 612.35 |  |  |  | 5387 | 612.4552 | [5 empty] | 5392 | 612.6
5388 | 612.4 |  |  |  | 5388 | 612.5052 | [5 empty] | 5393 | 612.65
5389 | 612.45 |  |  |  | 5389 | 612.5551 | [5 empty] | 5394 | 612.7
5390 | 612.5 |  |  |  | 5390 | 612.605 | [5 empty] | 5395 | 612.75
5391 | 612.55 |  |  |  | 5391 | 612.655 | [5 empty] | 5396 | 612.8
5392 | 612.6 |  |  |  | 5392 | 612.7049 | [5 empty] | 5397 | 612.85
5393 | 612.65 |  |  |  | 5393 | 612.7548 | [5 empty] | 5398 | 612.9
5394 | 612.7 |  |  |  | 5394 | 612.8048 | [5 empty] | 5399 | 612.95
5395 | 612.75 |  |  |  | 5395 | 612.8547 | [5 empty] | 5400 | 613
5396 | 612.8 |  |  |  | 5396 | 612.9046 | [5 empty] | 5401 | 613.05
5397 | 612.85 |  |  |  | 5397 | 612.9546 | [5 empty] | 5402 | 613.1
5398 | 612.9 |  |  |  | 5398 | 613.0045 | [5 empty] | 5403 | 613.15
5399 | 612.95 |  |  |  | 5399 | 613.0544 | [5 empty] | 5404 | 613.2
5400 | 613 |  |  |  | 5400 | 613.1044 | [5 empty] | 5405 | 613.25
5401 | 613.05 |  |  |  | 5401 | 613.1543 | [5 empty] | 5406 | 613.3
5402 | 613.1 |  |  |  | 5402 | 613.2042 | [5 empty] | 5407 | 613.35
5403 | 613.15 |  |  |  | 5403 | 613.2542 | [5 empty] | 5408 | 613.4
5404 | 613.2 |  |  |  | 5404 | 613.3041 | [5 empty] | 5409 | 613.45
5405 | 613.25 |  |  |  | 5405 | 613.354 | [5 empty] | 5410 | 613.5
5406 | 613.3 |  |  |  | 5406 | 613.404 | [5 empty] | 5411 | 613.55
5407 | 613.35 |  |  |  | 5407 | 613.4539 | [5 empty] | 5412 | 613.6
5408 | 613.4 |  |  |  | 5408 | 613.5038 | [5 empty] | 5413 | 613.65
5409 | 613.45 |  |  |  | 5409 | 613.5538 | [5 empty] | 5414 | 613.7
5410 | 613.5 |  |  |  | 5410 | 613.6037 | [5 empty] | 5415 | 613.75
5411 | 613.55 |  |  |  | 5411 | 613.6536 | [5 empty] | 5416 | 613.8
5412 | 613.6 |  |  |  | 5412 | 613.7036 | [5 empty] | 5417 | 613.85
5413 | 613.65 |  |  |  | 5413 | 613.7535 | [5 empty] | 5418 | 613.9
5414 | 613.7 |  |  |  | 5414 | 613.8034 | [5 empty] | 5419 | 613.95
5415 | 613.75 |  |  |  | 5415 | 613.8534 | [5 empty] | 5420 | 614
5416 | 613.8 |  |  |  | 5416 | 613.9033 | [5 empty] | 5421 | 614.05
5417 | 613.85 |  |  |  | 5417 | 613.9532 | [5 empty] | 5422 | 614.1
5418 | 613.9 |  |  |  | 5418 | 614.0032 | [5 empty] | 5423 | 614.15
5419 | 613.95 |  |  |  | 5419 | 614.0531 | [5 empty] | 5424 | 614.2
5420 | 614 |  |  |  | 5420 | 614.103 | [5 empty] | 5425 | 614.25
5421 | 614.05 |  |  |  | 5421 | 614.153 | [5 empty] | 5426 | 614.3
5422 | 614.1 |  |  |  | 5422 | 614.2029 | [5 empty] | 5427 | 614.35
5423 | 614.15 |  |  |  | 5423 | 614.2528 | [5 empty] | 5428 | 614.4
5424 | 614.2 |  |  |  | 5424 | 614.3028 | [5 empty] | 5429 | 614.45
5425 | 614.25 |  |  |  | 5425 | 614.3527 | [5 empty] | 5430 | 614.5
5426 | 614.3 |  |  |  | 5426 | 614.4026 | [5 empty] | 5431 | 614.55
5427 | 614.35 |  |  |  | 5427 | 614.4526 | [5 empty] | 5432 | 614.6
5428 | 614.4 |  |  |  | 5428 | 614.5025 | [5 empty] | 5433 | 614.65
5429 | 614.45 |  |  |  | 5429 | 614.5524 | [5 empty] | 5434 | 614.7
5430 | 614.5 |  |  |  | 5430 | 614.6024 | [5 empty] | 5435 | 614.75
5431 | 614.55 |  |  |  | 5431 | 614.6523 | [5 empty] | 5436 | 614.8
5432 | 614.6 |  |  |  | 5432 | 614.7022 | [5 empty] | 5437 | 614.85
5433 | 614.65 |  |  |  | 5433 | 614.7522 | [5 empty] | 5438 | 614.9
5434 | 614.7 |  |  |  | 5434 | 614.8021 | [5 empty] | 5439 | 614.95
5435 | 614.75 |  |  |  | 5435 | 614.852 | [5 empty] | 5440 | 615
5436 | 614.8 |  |  |  | 5436 | 614.902 | [5 empty] | 5441 | 615.05
5437 | 614.85 |  |  |  | 5437 | 614.9519 | [5 empty] | 5442 | 615.1
5438 | 614.9 |  |  |  | 5438 | 615.0018 | [5 empty] | 5443 | 615.15
5439 | 614.95 |  |  |  | 5439 | 615.0518 | [5 empty] | 5444 | 615.2
5440 | 615 |  |  |  | 5440 | 615.1017 | [5 empty] | 5445 | 615.25
5441 | 615.05 |  |  |  | 5441 | 615.1517 | [5 empty] | 5446 | 615.3
5442 | 615.1 |  |  |  | 5442 | 615.2016 | [5 empty] | 5447 | 615.35
5443 | 615.15 |  |  |  | 5443 | 615.2515 | [5 empty] | 5448 | 615.4
5444 | 615.2 |  |  |  | 5444 | 615.3015 | [5 empty] | 5449 | 615.45
5445 | 615.25 |  |  |  | 5445 | 615.3514 | [5 empty] | 5450 | 615.5
5446 | 615.3 |  |  |  | 5446 | 615.4013 | [5 empty] | 5451 | 615.55
5447 | 615.35 |  |  |  | 5447 | 615.4513 | [5 empty] | 5452 | 615.6
5448 | 615.4 |  |  |  | 5448 | 615.5012 | [5 empty] | 5453 | 615.65
5449 | 615.45 |  |  |  | 5449 | 615.5511 | [5 empty] | 5454 | 615.7
5450 | 615.5 |  |  |  | 5450 | 615.6011 | [5 empty] | 5455 | 615.75
5451 | 615.55 |  |  |  | 5451 | 615.651 | [5 empty] | 5456 | 615.8
5452 | 615.6 |  |  |  | 5452 | 615.7009 | [5 empty] | 5457 | 615.85
5453 | 615.65 |  |  |  | 5453 | 615.7509 | [5 empty] | 5458 | 615.9
5454 | 615.7 |  |  |  | 5454 | 615.8008 | [5 empty] | 5459 | 615.95
5455 | 615.75 |  |  |  | 5455 | 615.8507 | [5 empty] | 5460 | 616
5456 | 615.8 |  |  |  | 5456 | 615.9007 | [5 empty] | 5461 | 616.05
5457 | 615.85 |  |  |  | 5457 | 615.9506 | [5 empty] | 5462 | 616.1
5458 | 615.9 |  |  |  | 5458 | 616.0005 | [5 empty] | 5463 | 616.15
5459 | 615.95 |  |  |  | 5459 | 616.0505 | [5 empty] | 5464 | 616.2
5460 | 616 |  |  |  | 5460 | 616.1004 | [5 empty] | 5465 | 616.25
5461 | 616.05 |  |  |  | 5461 | 616.1503 | [5 empty] | 5466 | 616.3
5462 | 616.1 |  |  |  | 5462 | 616.2003 | [5 empty] | 5467 | 616.35
5463 | 616.15 |  |  |  | 5463 | 616.2502 | [5 empty] | 5468 | 616.4
5464 | 616.2 |  |  |  | 5464 | 616.3001 | [5 empty] | 5469 | 616.45
5465 | 616.25 |  |  |  | 5465 | 616.3501 | [5 empty] | 5470 | 616.5
5466 | 616.3 |  |  |  | 5466 | 616.4 | [5 empty] | 5471 | 616.55
5467 | 616.35 |  |  |  | 5467 | 616.4499 | [5 empty] | 5472 | 616.6
5468 | 616.4 |  |  |  | 5468 | 616.4999 | [5 empty] | 5473 | 616.65
5469 | 616.45 |  |  |  | 5469 | 616.5498 | [5 empty] | 5474 | 616.7
5470 | 616.5 |  |  |  | 5470 | 616.5997 | [5 empty] | 5475 | 616.75
5471 | 616.55 |  |  |  | 5471 | 616.6497 | [5 empty] | 5476 | 616.8
5472 | 616.6 |  |  |  | 5472 | 616.6996 | [5 empty] | 5477 | 616.85
5473 | 616.65 |  |  |  | 5473 | 616.7495 | [5 empty] | 5478 | 616.9
5474 | 616.7 |  |  |  | 5474 | 616.7995 | [5 empty] | 5479 | 616.95
5475 | 616.75 |  |  |  | 5475 | 616.8494 | [5 empty] | 5480 | 617
5476 | 616.8 |  |  |  | 5476 | 616.8993 | [5 empty] | 5481 | 617.05
5477 | 616.85 |  |  |  | 5477 | 616.9493 | [5 empty] | 5482 | 617.1
5478 | 616.9 |  |  |  | 5478 | 616.9992 | [5 empty] | 5483 | 617.15
5479 | 616.95 |  |  |  | 5479 | 617.0491 | [5 empty] | 5484 | 617.2
5480 | 617 |  |  |  | 5480 | 617.0991 | [5 empty] | 5485 | 617.25
5481 | 617.05 |  |  |  | 5481 | 617.149 | [5 empty] | 5486 | 617.3
5482 | 617.1 |  |  |  | 5482 | 617.1989 | [5 empty] | 5487 | 617.35
5483 | 617.15 |  |  |  | 5483 | 617.2489 | [5 empty] | 5488 | 617.4
5484 | 617.2 |  |  |  | 5484 | 617.2988 | [5 empty] | 5489 | 617.45
5485 | 617.25 |  |  |  | 5485 | 617.3487 | [5 empty] | 5490 | 617.5
5486 | 617.3 |  |  |  | 5486 | 617.3987 | [5 empty] | 5491 | 617.55
5487 | 617.35 |  |  |  | 5487 | 617.4486 | [5 empty] | 5492 | 617.6
5488 | 617.4 |  |  |  | 5488 | 617.4985 | [5 empty] | 5493 | 617.65
5489 | 617.45 |  |  |  | 5489 | 617.5485 | [5 empty] | 5494 | 617.7
5490 | 617.5 |  |  |  | 5490 | 617.5984 | [5 empty] | 5495 | 617.75
5491 | 617.55 |  |  |  | 5491 | 617.6483 | [5 empty] | 5496 | 617.8
5492 | 617.6 |  |  |  | 5492 | 617.6983 | [5 empty] | 5497 | 617.85
5493 | 617.65 |  |  |  | 5493 | 617.7482 | [5 empty] | 5498 | 617.9
5494 | 617.7 |  |  |  | 5494 | 617.7982 | [5 empty] | 5499 | 617.95
5495 | 617.75 |  |  |  | 5495 | 617.8481 | [5 empty] | 5500 | 618
5496 | 617.8 |  |  |  | 5496 | 617.898 | [5 empty] | 5501 | 618.05
5497 | 617.85 |  |  |  | 5497 | 617.948 | [5 empty] | 5502 | 618.1
5498 | 617.9 |  |  |  | 5498 | 617.9979 | [5 empty] | 5503 | 618.15
5499 | 617.95 |  |  |  | 5499 | 618.0478 | [5 empty] | 5504 | 618.2
5500 | 618 |  |  |  | 5500 | 618.0978 | [5 empty] | 5505 | 618.25
5501 | 618.05 |  |  |  | 5501 | 618.1477 | [5 empty] | 5506 | 618.3
5502 | 618.1 |  |  |  | 5502 | 618.1976 | [5 empty] | 5507 | 618.35
5503 | 618.15 |  |  |  | 5503 | 618.2476 | [5 empty] | 5508 | 618.4
5504 | 618.2 |  |  |  | 5504 | 618.2975 | [5 empty] | 5509 | 618.45
5505 | 618.25 |  |  |  | 5505 | 618.3474 | [5 empty] | 5510 | 618.5
5506 | 618.3 |  |  |  | 5506 | 618.3974 | [5 empty] | 5511 | 618.55
5507 | 618.35 |  |  |  | 5507 | 618.4473 | [5 empty] | 5512 | 618.6
5508 | 618.4 |  |  |  | 5508 | 618.4972 | [5 empty] | 5513 | 618.65
5509 | 618.45 |  |  |  | 5509 | 618.5472 | [5 empty] | 5514 | 618.7
5510 | 618.5 |  |  |  | 5510 | 618.5971 | [5 empty] | 5515 | 618.75
5511 | 618.55 |  |  |  | 5511 | 618.647 | [5 empty] | 5516 | 618.8
5512 | 618.6 |  |  |  | 5512 | 618.697 | [5 empty] | 5517 | 618.85
5513 | 618.65 |  |  |  | 5513 | 618.7469 | [5 empty] | 5518 | 618.9
5514 | 618.7 |  |  |  | 5514 | 618.7968 | [5 empty] | 5519 | 618.95
5515 | 618.75 |  |  |  | 5515 | 618.8468 | [5 empty] | 5520 | 619
5516 | 618.8 |  |  |  | 5516 | 618.8967 | [5 empty] | 5521 | 619.05
5517 | 618.85 |  |  |  | 5517 | 618.9466 | [5 empty] | 5522 | 619.1
5518 | 618.9 |  |  |  | 5518 | 618.9966 | [5 empty] | 5523 | 619.15
5519 | 618.95 |  |  |  | 5519 | 619.0465 | [5 empty] | 5524 | 619.2
5520 | 619 |  |  |  | 5520 | 619.0964 | [5 empty] | 5525 | 619.25
5521 | 619.05 |  |  |  | 5521 | 619.1464 | [5 empty] | 5526 | 619.3
5522 | 619.1 |  |  |  | 5522 | 619.1963 | [5 empty] | 5527 | 619.35
5523 | 619.15 |  |  |  | 5523 | 619.2462 | [5 empty] | 5528 | 619.4
5524 | 619.2 |  |  |  | 5524 | 619.2962 | [5 empty] | 5529 | 619.45
5525 | 619.25 |  |  |  | 5525 | 619.3461 | [5 empty] | 5530 | 619.5
5526 | 619.3 |  |  |  | 5526 | 619.396 | [5 empty] | 5531 | 619.55
5527 | 619.35 |  |  |  | 5527 | 619.446 | [5 empty] | 5532 | 619.6
5528 | 619.4 |  |  |  | 5528 | 619.4959 | [5 empty] | 5533 | 619.65
5529 | 619.45 |  |  |  | 5529 | 619.5458 | [5 empty] | 5534 | 619.7
5530 | 619.5 |  |  |  | 5530 | 619.5958 | [5 empty] | 5535 | 619.75
5531 | 619.55 |  |  |  | 5531 | 619.6457 | [5 empty] | 5536 | 619.8
5532 | 619.6 |  |  |  | 5532 | 619.6956 | [5 empty] | 5537 | 619.85
5533 | 619.65 |  |  |  | 5533 | 619.7456 | [5 empty] | 5538 | 619.9
5534 | 619.7 |  |  |  | 5534 | 619.7955 | [5 empty] | 5539 | 619.95
5535 | 619.75 |  |  |  | 5535 | 619.8454 | [5 empty] | 5540 | 620
5536 | 619.8 |  |  |  | 5536 | 619.8954 | [5 empty] | 5541 | 620.05
5537 | 619.85 |  |  |  | 5537 | 619.9453 | [5 empty] | 5542 | 620.1
5538 | 619.9 |  |  |  | 5538 | 619.9952 | [5 empty] | 5543 | 620.15
5539 | 619.95 |  |  |  | 5539 | 620.0452 | [5 empty] | 5544 | 620.2
5540 | 620 |  |  |  | 5540 | 620.0951 | [5 empty] | 5545 | 620.25
5541 | 620.05 |  |  |  | 5541 | 620.145 | [5 empty] | 5546 | 620.3
5542 | 620.1 |  |  |  | 5542 | 620.195 | [5 empty] | 5547 | 620.35
5543 | 620.15 |  |  |  | 5543 | 620.2449 | [5 empty] | 5548 | 620.4
5544 | 620.2 |  |  |  | 5544 | 620.2948 | [5 empty] | 5549 | 620.45
5545 | 620.25 |  |  |  | 5545 | 620.3448 | [5 empty] | 5550 | 620.5
5546 | 620.3 |  |  |  | 5546 | 620.3947 | [5 empty] | 5551 | 620.55
5547 | 620.35 |  |  |  | 5547 | 620.4446 | [5 empty] | 5552 | 620.6
5548 | 620.4 |  |  |  | 5548 | 620.4946 | [5 empty] | 5553 | 620.65
5549 | 620.45 |  |  |  | 5549 | 620.5445 | [5 empty] | 5554 | 620.7
5550 | 620.5 |  |  |  | 5550 | 620.5945 | [5 empty] | 5555 | 620.75
5551 | 620.55 |  |  |  | 5551 | 620.6444 | [5 empty] | 5556 | 620.8
5552 | 620.6 |  |  |  | 5552 | 620.6943 | [5 empty] | 5557 | 620.85
5553 | 620.65 |  |  |  | 5553 | 620.7443 | [5 empty] | 5558 | 620.9
5554 | 620.7 |  |  |  | 5554 | 620.7942 | [5 empty] | 5559 | 620.95
5555 | 620.75 |  |  |  | 5555 | 620.8441 | [5 empty] | 5560 | 621
5556 | 620.8 |  |  |  | 5556 | 620.8941 | [5 empty] | 5561 | 621.05
5557 | 620.85 |  |  |  | 5557 | 620.944 | [5 empty] | 5562 | 621.1
5558 | 620.9 |  |  |  | 5558 | 620.9939 | [5 empty] | 5563 | 621.15
5559 | 620.95 |  |  |  | 5559 | 621.0439 | [5 empty] | 5564 | 621.2
5560 | 621 |  |  |  | 5560 | 621.0938 | [5 empty] | 5565 | 621.25
5561 | 621.05 |  |  |  | 5561 | 621.1437 | [5 empty] | 5566 | 621.3
5562 | 621.1 |  |  |  | 5562 | 621.1937 | [5 empty] | 5567 | 621.35
5563 | 621.15 |  |  |  | 5563 | 621.2436 | [5 empty] | 5568 | 621.4
5564 | 621.2 |  |  |  | 5564 | 621.2935 | [5 empty] | 5569 | 621.45
5565 | 621.25 |  |  |  | 5565 | 621.3435 | [5 empty] | 5570 | 621.5
5566 | 621.3 |  |  |  | 5566 | 621.3934 | [5 empty] | 5571 | 621.55
5567 | 621.35 |  |  |  | 5567 | 621.4433 | [5 empty] | 5572 | 621.6
5568 | 621.4 |  |  |  | 5568 | 621.4933 | [5 empty] | 5573 | 621.65
5569 | 621.45 |  |  |  | 5569 | 621.5432 | [5 empty] | 5574 | 621.7
5570 | 621.5 |  |  |  | 5570 | 621.5931 | [5 empty] | 5575 | 621.75
5571 | 621.55 |  |  |  | 5571 | 621.6431 | [5 empty] | 5576 | 621.8
5572 | 621.6 |  |  |  | 5572 | 621.693 | [5 empty] | 5577 | 621.85
5573 | 621.65 |  |  |  | 5573 | 621.7429 | [5 empty] | 5578 | 621.9
5574 | 621.7 |  |  |  | 5574 | 621.7929 | [5 empty] | 5579 | 621.95
5575 | 621.75 |  |  |  | 5575 | 621.8428 | [5 empty] | 5580 | 622
5576 | 621.8 |  |  |  | 5576 | 621.8927 | [5 empty] | 5581 | 622.05
5577 | 621.85 |  |  |  | 5577 | 621.9427 | [5 empty] | 5582 | 622.1
5578 | 621.9 |  |  |  | 5578 | 621.9926 | [5 empty] | 5583 | 622.15
5579 | 621.95 |  |  |  | 5579 | 622.0425 | [5 empty] | 5584 | 622.2
5580 | 622 |  |  |  | 5580 | 622.0925 | [5 empty] | 5585 | 622.25
5581 | 622.05 |  |  |  | 5581 | 622.1424 | [5 empty] | 5586 | 622.3
5582 | 622.1 |  |  |  | 5582 | 622.1923 | [5 empty] | 5587 | 622.35
5583 | 622.15 |  |  |  | 5583 | 622.2423 | [5 empty] | 5588 | 622.4
5584 | 622.2 |  |  |  | 5584 | 622.2922 | [5 empty] | 5589 | 622.45
5585 | 622.25 |  |  |  | 5585 | 622.3421 | [5 empty] | 5590 | 622.5
5586 | 622.3 |  |  |  | 5586 | 622.3921 | [5 empty] | 5591 | 622.55
5587 | 622.35 |  |  |  | 5587 | 622.442 | [5 empty] | 5592 | 622.6
5588 | 622.4 |  |  |  | 5588 | 622.4919 | [5 empty] | 5593 | 622.65
5589 | 622.45 |  |  |  | 5589 | 622.5419 | [5 empty] | 5594 | 622.7
5590 | 622.5 |  |  |  | 5590 | 622.5918 | [5 empty] | 5595 | 622.75
5591 | 622.55 |  |  |  | 5591 | 622.6417 | [5 empty] | 5596 | 622.8
5592 | 622.6 |  |  |  | 5592 | 622.6917 | [5 empty] | 5597 | 622.85
5593 | 622.65 |  |  |  | 5593 | 622.7416 | [5 empty] | 5598 | 622.9
5594 | 622.7 |  |  |  | 5594 | 622.7915 | [5 empty] | 5599 | 622.95
5595 | 622.75 |  |  |  | 5595 | 622.8415 | [5 empty] | 5600 | 623
5596 | 622.8 |  |  |  | 5596 | 622.8914 | [5 empty] | 5601 | 623.05
5597 | 622.85 |  |  |  | 5597 | 622.9413 | [5 empty] | 5602 | 623.1
5598 | 622.9 |  |  |  | 5598 | 622.9913 | [5 empty] | 5603 | 623.15
5599 | 622.95 |  |  |  | 5599 | 623.0412 | [5 empty] | 5604 | 623.2
5600 | 623 |  |  |  | 5600 | 623.0911 | [5 empty] | 5605 | 623.25
5601 | 623.05 |  |  |  | 5601 | 623.1411 | [5 empty] | 5606 | 623.3
5602 | 623.1 |  |  |  | 5602 | 623.191 | [5 empty] | 5607 | 623.35
5603 | 623.15 |  |  |  | 5603 | 623.241 | [5 empty] | 5608 | 623.4
5604 | 623.2 |  |  |  | 5604 | 623.2909 | [5 empty] | 5609 | 623.45
5605 | 623.25 |  |  |  | 5605 | 623.3408 | [5 empty] | 5610 | 623.5
5606 | 623.3 |  |  |  | 5606 | 623.3908 | [5 empty] | 5611 | 623.55
5607 | 623.35 |  |  |  | 5607 | 623.4407 | [5 empty] | 5612 | 623.6
5608 | 623.4 |  |  |  | 5608 | 623.4906 | [5 empty] | 5613 | 623.65
5609 | 623.45 |  |  |  | 5609 | 623.5406 | [5 empty] | 5614 | 623.7
5610 | 623.5 |  |  |  | 5610 | 623.5905 | [5 empty] | 5615 | 623.75
5611 | 623.55 |  |  |  | 5611 | 623.6404 | [5 empty] | 5616 | 623.8
5612 | 623.6 |  |  |  | 5612 | 623.6904 | [5 empty] | 5617 | 623.85
5613 | 623.65 |  |  |  | 5613 | 623.7403 | [5 empty] | 5618 | 623.9
5614 | 623.7 |  |  |  | 5614 | 623.7902 | [5 empty] | 5619 | 623.95
5615 | 623.75 |  |  |  | 5615 | 623.8402 | [5 empty] | 5620 | 624
5616 | 623.8 |  |  |  | 5616 | 623.8901 | [5 empty] | 5621 | 624.05
5617 | 623.85 |  |  |  | 5617 | 623.94 | [5 empty] | 5622 | 624.1
5618 | 623.9 |  |  |  | 5618 | 623.99 | [5 empty] | 5623 | 624.15
5619 | 623.95 |  |  |  | 5619 | 624.0399 | [5 empty] | 5624 | 624.2
5620 | 624 |  |  |  | 5620 | 624.0898 | [5 empty] | 5625 | 624.25
5621 | 624.05 |  |  |  | 5621 | 624.1398 | [5 empty] | 5626 | 624.3
5622 | 624.1 |  |  |  | 5622 | 624.1897 | [5 empty] | 5627 | 624.35
5623 | 624.15 |  |  |  | 5623 | 624.2396 | [5 empty] | 5628 | 624.4
5624 | 624.2 |  |  |  | 5624 | 624.2896 | [5 empty] | 5629 | 624.45
5625 | 624.25 |  |  |  | 5625 | 624.3395 | [5 empty] | 5630 | 624.5
5626 | 624.3 |  |  |  | 5626 | 624.3894 | [5 empty] | 5631 | 624.55
5627 | 624.35 |  |  |  | 5627 | 624.4394 | [5 empty] | 5632 | 624.6
5628 | 624.4 |  |  |  | 5628 | 624.4893 | [5 empty] | 5633 | 624.65
5629 | 624.45 |  |  |  | 5629 | 624.5392 | [5 empty] | 5634 | 624.7
5630 | 624.5 |  |  |  | 5630 | 624.5892 | [5 empty] | 5635 | 624.75
5631 | 624.55 |  |  |  | 5631 | 624.6391 | [5 empty] | 5636 | 624.8
5632 | 624.6 |  |  |  | 5632 | 624.689 | [5 empty] | 5637 | 624.85
5633 | 624.65 |  |  |  | 5633 | 624.739 | [5 empty] | 5638 | 624.9
5634 | 624.7 |  |  |  | 5634 | 624.7889 | [5 empty] | 5639 | 624.95
5635 | 624.75 |  |  |  | 5635 | 624.8388 | [5 empty] | 5640 | 625
5636 | 624.8 |  |  |  | 5636 | 624.8888 | [5 empty] | 5641 | 625.05
5637 | 624.85 |  |  |  | 5637 | 624.9387 | [5 empty] | 5642 | 625.1
5638 | 624.9 |  |  |  | 5638 | 624.9886 | [5 empty] | 5643 | 625.15
5639 | 624.95 |  |  |  | 5639 | 625.0386 | [5 empty] | 5644 | 625.2
5640 | 625 |  |  |  | 5640 | 625.0885 | [5 empty] | 5645 | 625.25
5641 | 625.05 |  |  |  | 5641 | 625.1384 | [5 empty] | 5646 | 625.3
5642 | 625.1 |  |  |  | 5642 | 625.1884 | [5 empty] | 5647 | 625.35
5643 | 625.15 |  |  |  | 5643 | 625.2383 | [5 empty] | 5648 | 625.4
5644 | 625.2 |  |  |  | 5644 | 625.2882 | [5 empty] | 5649 | 625.45
5645 | 625.25 |  |  |  | 5645 | 625.3382 | [5 empty] | 5650 | 625.5
5646 | 625.3 |  |  |  | 5646 | 625.3881 | [5 empty] | 5651 | 625.55
5647 | 625.35 |  |  |  | 5647 | 625.438 | [5 empty] | 5652 | 625.6
5648 | 625.4 |  |  |  | 5648 | 625.488 | [5 empty] | 5653 | 625.65
5649 | 625.45 |  |  |  | 5649 | 625.5379 | [5 empty] | 5654 | 625.7
5650 | 625.5 |  |  |  | 5650 | 625.5878 | [5 empty] | 5655 | 625.75
5651 | 625.55 |  |  |  | 5651 | 625.6378 | [5 empty] | 5656 | 625.8
5652 | 625.6 |  |  |  | 5652 | 625.6877 | [5 empty] | 5657 | 625.85
5653 | 625.65 |  |  |  | 5653 | 625.7376 | [5 empty] | 5658 | 625.9
5654 | 625.7 |  |  |  | 5654 | 625.7876 | [5 empty] | 5659 | 625.95
5655 | 625.75 |  |  |  | 5655 | 625.8375 | [5 empty] | 5660 | 626
5656 | 625.8 |  |  |  | 5656 | 625.8875 | [5 empty] | 5661 | 626.05
5657 | 625.85 |  |  |  | 5657 | 625.9374 | [5 empty] | 5662 | 626.1
5658 | 625.9 |  |  |  | 5658 | 625.9873 | [5 empty] | 5663 | 626.15
5659 | 625.95 |  |  |  | 5659 | 626.0373 | [5 empty] | 5664 | 626.2
5660 | 626 |  |  |  | 5660 | 626.0872 | [5 empty] | 5665 | 626.25
5661 | 626.05 |  |  |  | 5661 | 626.1371 | [5 empty] | 5666 | 626.3
5662 | 626.1 |  |  |  | 5662 | 626.1871 | [5 empty] | 5667 | 626.35
5663 | 626.15 |  |  |  | 5663 | 626.237 | [5 empty] | 5668 | 626.4
5664 | 626.2 |  |  |  | 5664 | 626.2869 | [5 empty] | 5669 | 626.45
5665 | 626.25 |  |  |  | 5665 | 626.3369 | [5 empty] | 5670 | 626.5
5666 | 626.3 |  |  |  | 5666 | 626.3868 | [5 empty] | 5671 | 626.55
5667 | 626.35 |  |  |  | 5667 | 626.4367 | [5 empty] | 5672 | 626.6
5668 | 626.4 |  |  |  | 5668 | 626.4867 | [5 empty] | 5673 | 626.65
5669 | 626.45 |  |  |  | 5669 | 626.5366 | [5 empty] | 5674 | 626.7
5670 | 626.5 |  |  |  | 5670 | 626.5865 | [5 empty] | 5675 | 626.75
5671 | 626.55 |  |  |  | 5671 | 626.6365 | [5 empty] | 5676 | 626.8
5672 | 626.6 |  |  |  | 5672 | 626.6864 | [5 empty] | 5677 | 626.85
5673 | 626.65 |  |  |  | 5673 | 626.7363 | [5 empty] | 5678 | 626.9
5674 | 626.7 |  |  |  | 5674 | 626.7863 | [5 empty] | 5679 | 626.95
5675 | 626.75 |  |  |  | 5675 | 626.8362 | [5 empty] | 5680 | 627
5676 | 626.8 |  |  |  | 5676 | 626.8861 | [5 empty] | 5681 | 627.05
5677 | 626.85 |  |  |  | 5677 | 626.9361 | [5 empty] | 5682 | 627.1
5678 | 626.9 |  |  |  | 5678 | 626.986 | [5 empty] | 5683 | 627.15
5679 | 626.95 |  |  |  | 5679 | 627.0359 | [5 empty] | 5684 | 627.2
5680 | 627 |  |  |  | 5680 | 627.0859 | [5 empty] | 5685 | 627.25
5681 | 627.05 |  |  |  | 5681 | 627.1358 | [5 empty] | 5686 | 627.3
5682 | 627.1 |  |  |  | 5682 | 627.1857 | [5 empty] | 5687 | 627.35
5683 | 627.15 |  |  |  | 5683 | 627.2357 | [5 empty] | 5688 | 627.4
5684 | 627.2 |  |  |  | 5684 | 627.2856 | [5 empty] | 5689 | 627.45
5685 | 627.25 |  |  |  | 5685 | 627.3355 | [5 empty] | 5690 | 627.5
5686 | 627.3 |  |  |  | 5686 | 627.3855 | [5 empty] | 5691 | 627.55
5687 | 627.35 |  |  |  | 5687 | 627.4354 | [5 empty] | 5692 | 627.6
5688 | 627.4 |  |  |  | 5688 | 627.4853 | [5 empty] | 5693 | 627.65
5689 | 627.45 |  |  |  | 5689 | 627.5353 | [5 empty] | 5694 | 627.7
5690 | 627.5 |  |  |  | 5690 | 627.5852 | [5 empty] | 5695 | 627.75
5691 | 627.55 |  |  |  | 5691 | 627.6351 | [5 empty] | 5696 | 627.8
5692 | 627.6 |  |  |  | 5692 | 627.6851 | [5 empty] | 5697 | 627.85
5693 | 627.65 |  |  |  | 5693 | 627.735 | [5 empty] | 5698 | 627.9
5694 | 627.7 |  |  |  | 5694 | 627.7849 | [5 empty] | 5699 | 627.95
5695 | 627.75 |  |  |  | 5695 | 627.8349 | [5 empty] | 5700 | 628
5696 | 627.8 |  |  |  | 5696 | 627.8848 | [5 empty] | 5701 | 628.05
5697 | 627.85 |  |  |  | 5697 | 627.9347 | [5 empty] | 5702 | 628.1
5698 | 627.9 |  |  |  | 5698 | 627.9847 | [5 empty] | 5703 | 628.15
5699 | 627.95 |  |  |  | 5699 | 628.0346 | [5 empty] | 5704 | 628.2
5700 | 628 |  |  |  | 5700 | 628.0845 | [5 empty] | 5705 | 628.25
5701 | 628.05 |  |  |  | 5701 | 628.1345 | [5 empty] | 5706 | 628.3
5702 | 628.1 |  |  |  | 5702 | 628.1844 | [5 empty] | 5707 | 628.35
5703 | 628.15 |  |  |  | 5703 | 628.2343 | [5 empty] | 5708 | 628.4
5704 | 628.2 |  |  |  | 5704 | 628.2843 | [5 empty] | 5709 | 628.45
5705 | 628.25 |  |  |  | 5705 | 628.3342 | [5 empty] | 5710 | 628.5
5706 | 628.3 |  |  |  | 5706 | 628.3841 | [5 empty] | 5711 | 628.55
5707 | 628.35 |  |  |  | 5707 | 628.4341 | [5 empty] | 5712 | 628.6
5708 | 628.4 |  |  |  | 5708 | 628.484 | [5 empty] | 5713 | 628.65
5709 | 628.45 |  |  |  | 5709 | 628.5339 | [5 empty] | 5714 | 628.7
5710 | 628.5 |  |  |  | 5710 | 628.5839 | [5 empty] | 5715 | 628.75
5711 | 628.55 |  |  |  | 5711 | 628.6338 | [5 empty] | 5716 | 628.8
5712 | 628.6 |  |  |  | 5712 | 628.6838 | [5 empty] | 5717 | 628.85
5713 | 628.65 |  |  |  | 5713 | 628.7337 | [5 empty] | 5718 | 628.9
5714 | 628.7 |  |  |  | 5714 | 628.7836 | [5 empty] | 5719 | 628.95
5715 | 628.75 |  |  |  | 5715 | 628.8336 | [5 empty] | 5720 | 629
5716 | 628.8 |  |  |  | 5716 | 628.8835 | [5 empty] | 5721 | 629.05
5717 | 628.85 |  |  |  | 5717 | 628.9334 | [5 empty] | 5722 | 629.1
5718 | 628.9 |  |  |  | 5718 | 628.9834 | [5 empty] | 5723 | 629.15
5719 | 628.95 |  |  |  | 5719 | 629.0333 | [5 empty] | 5724 | 629.2
5720 | 629 |  |  |  | 5720 | 629.0832 | [5 empty] | 5725 | 629.25
5721 | 629.05 |  |  |  | 5721 | 629.1332 | [5 empty] | 5726 | 629.3
5722 | 629.1 |  |  |  | 5722 | 629.1831 | [5 empty] | 5727 | 629.35
5723 | 629.15 |  |  |  | 5723 | 629.233 | [5 empty] | 5728 | 629.4
5724 | 629.2 |  |  |  | 5724 | 629.283 | [5 empty] | 5729 | 629.45
5725 | 629.25 |  |  |  | 5725 | 629.3329 | [5 empty] | 5730 | 629.5
5726 | 629.3 |  |  |  | 5726 | 629.3828 | [5 empty] | 5731 | 629.55
5727 | 629.35 |  |  |  | 5727 | 629.4328 | [5 empty] | 5732 | 629.6
5728 | 629.4 |  |  |  | 5728 | 629.4827 | [5 empty] | 5733 | 629.65
5729 | 629.45 |  |  |  | 5729 | 629.5326 | [5 empty] | 5734 | 629.7
5730 | 629.5 |  |  |  | 5730 | 629.5826 | [5 empty] | 5735 | 629.75
5731 | 629.55 |  |  |  | 5731 | 629.6325 | [5 empty] | 5736 | 629.8
5732 | 629.6 |  |  |  | 5732 | 629.6824 | [5 empty] | 5737 | 629.85
5733 | 629.65 |  |  |  | 5733 | 629.7324 | [5 empty] | 5738 | 629.9
5734 | 629.7 |  |  |  | 5734 | 629.7823 | [5 empty] | 5739 | 629.95
5735 | 629.75 |  |  |  | 5735 | 629.8322 | [5 empty] | 5740 | 630
5736 | 629.8 |  |  |  | 5736 | 629.8822 | [5 empty] | 5741 | 630.05
5737 | 629.85 |  |  |  | 5737 | 629.9321 | [5 empty] | 5742 | 630.1
5738 | 629.9 |  |  |  | 5738 | 629.982 | [5 empty] | 5743 | 630.15
5739 | 629.95 |  |  |  | 5739 | 630.032 | [5 empty] | 5744 | 630.2
5740 | 630 |  |  |  | 5740 | 630.0819 | [5 empty] | 5745 | 630.25
5741 | 630.05 |  |  |  | 5741 | 630.1318 | [5 empty] | 5746 | 630.3
5742 | 630.1 |  |  |  | 5742 | 630.1818 | [5 empty] | 5747 | 630.35
5743 | 630.15 |  |  |  | 5743 | 630.2317 | [5 empty] | 5748 | 630.4
5744 | 630.2 |  |  |  | 5744 | 630.2816 | [5 empty] | 5749 | 630.45
5745 | 630.25 |  |  |  | 5745 | 630.3316 | [5 empty] | 5750 | 630.5
5746 | 630.3 |  |  |  | 5746 | 630.3815 | [5 empty] | 5751 | 630.55
5747 | 630.35 |  |  |  | 5747 | 630.4314 | [5 empty] | 5752 | 630.6
5748 | 630.4 |  |  |  | 5748 | 630.4814 | [5 empty] | 5753 | 630.65
5749 | 630.45 |  |  |  | 5749 | 630.5313 | [5 empty] | 5754 | 630.7
5750 | 630.5 |  |  |  | 5750 | 630.5812 | [5 empty] | 5755 | 630.75
5751 | 630.55 |  |  |  | 5751 | 630.6312 | [5 empty] | 5756 | 630.8
5752 | 630.6 |  |  |  | 5752 | 630.6811 | [5 empty] | 5757 | 630.85
5753 | 630.65 |  |  |  | 5753 | 630.731 | [5 empty] | 5758 | 630.9
5754 | 630.7 |  |  |  | 5754 | 630.781 | [5 empty] | 5759 | 630.95
5755 | 630.75 |  |  |  | 5755 | 630.8309 | [5 empty] | 5760 | 631
5756 | 630.8 |  |  |  | 5756 | 630.8808 | [5 empty] | 5761 | 631.05
5757 | 630.85 |  |  |  | 5757 | 630.9308 | [5 empty] | 5762 | 631.1
5758 | 630.9 |  |  |  | 5758 | 630.9807 | [5 empty] | 5763 | 631.15
5759 | 630.95 |  |  |  | 5759 | 631.0306 | [5 empty] | 5764 | 631.2
5760 | 631 |  |  |  | 5760 | 631.0806 | [5 empty] | 5765 | 631.25
5761 | 631.05 |  |  |  | 5761 | 631.1305 | [5 empty] | 5766 | 631.3
5762 | 631.1 |  |  |  | 5762 | 631.1804 | [5 empty] | 5767 | 631.35
5763 | 631.15 |  |  |  | 5763 | 631.2304 | [5 empty] | 5768 | 631.4
5764 | 631.2 |  |  |  | 5764 | 631.2803 | [5 empty] | 5769 | 631.45
5765 | 631.25 |  |  |  | 5765 | 631.3303 | [5 empty] | 5770 | 631.5
5766 | 631.3 |  |  |  | 5766 | 631.3802 | [5 empty] | 5771 | 631.55
5767 | 631.35 |  |  |  | 5767 | 631.4301 | [5 empty] | 5772 | 631.6
5768 | 631.4 |  |  |  | 5768 | 631.4801 | [5 empty] | 5773 | 631.65
5769 | 631.45 |  |  |  | 5769 | 631.53 | [5 empty] | 5774 | 631.7
5770 | 631.5 |  |  |  | 5770 | 631.5799 | [5 empty] | 5775 | 631.75
5771 | 631.55 |  |  |  | 5771 | 631.6299 | [5 empty] | 5776 | 631.8
5772 | 631.6 |  |  |  | 5772 | 631.6798 | [5 empty] | 5777 | 631.85
5773 | 631.65 |  |  |  | 5773 | 631.7297 | [5 empty] | 5778 | 631.9
5774 | 631.7 |  |  |  | 5774 | 631.7797 | [5 empty] | 5779 | 631.95
5775 | 631.75 |  |  |  | 5775 | 631.8296 | [5 empty] | 5780 | 632
5776 | 631.8 |  |  |  | 5776 | 631.8795 | [5 empty] | 5781 | 632.05
5777 | 631.85 |  |  |  | 5777 | 631.9295 | [5 empty] | 5782 | 632.1
5778 | 631.9 |  |  |  | 5778 | 631.9794 | [5 empty] | 5783 | 632.15
5779 | 631.95 |  |  |  | 5779 | 632.0293 | [5 empty] | 5784 | 632.2
5780 | 632 |  |  |  | 5780 | 632.0793 | [5 empty] | 5785 | 632.25
5781 | 632.05 |  |  |  | 5781 | 632.1292 | [5 empty] | 5786 | 632.3
5782 | 632.1 |  |  |  | 5782 | 632.1791 | [5 empty] | 5787 | 632.35
5783 | 632.15 |  |  |  | 5783 | 632.2291 | [5 empty] | 5788 | 632.4
5784 | 632.2 |  |  |  | 5784 | 632.279 | [5 empty] | 5789 | 632.45
5785 | 632.25 |  |  |  | 5785 | 632.3289 | [5 empty] | 5790 | 632.5
5786 | 632.3 |  |  |  | 5786 | 632.3789 | [5 empty] | 5791 | 632.55
5787 | 632.35 |  |  |  | 5787 | 632.4288 | [5 empty] | 5792 | 632.6
5788 | 632.4 |  |  |  | 5788 | 632.4787 | [5 empty] | 5793 | 632.65
5789 | 632.45 |  |  |  | 5789 | 632.5287 | [5 empty] | 5794 | 632.7
5790 | 632.5 |  |  |  | 5790 | 632.5786 | [5 empty] | 5795 | 632.75
5791 | 632.55 |  |  |  | 5791 | 632.6285 | [5 empty] | 5796 | 632.8
5792 | 632.6 |  |  |  | 5792 | 632.6785 | [5 empty] | 5797 | 632.85
5793 | 632.65 |  |  |  | 5793 | 632.7284 | [5 empty] | 5798 | 632.9
5794 | 632.7 |  |  |  | 5794 | 632.7783 | [5 empty] | 5799 | 632.95
5795 | 632.75 |  |  |  | 5795 | 632.8283 | [5 empty] | 5800 | 633
5796 | 632.8 |  |  |  | 5796 | 632.8782 | [5 empty] | 5801 | 633.05
5797 | 632.85 |  |  |  | 5797 | 632.9281 | [5 empty] | 5802 | 633.1
5798 | 632.9 |  |  |  | 5798 | 632.9781 | [5 empty] | 5803 | 633.15
5799 | 632.95 |  |  |  | 5799 | 633.028 | [5 empty] | 5804 | 633.2
5800 | 633 |  |  |  | 5800 | 633.0779 | [5 empty] | 5805 | 633.25
5801 | 633.05 |  |  |  | 5801 | 633.1279 | [5 empty] | 5806 | 633.3
5802 | 633.1 |  |  |  | 5802 | 633.1778 | [5 empty] | 5807 | 633.35
5803 | 633.15 |  |  |  | 5803 | 633.2277 | [5 empty] | 5808 | 633.4
5804 | 633.2 |  |  |  | 5804 | 633.2777 | [5 empty] | 5809 | 633.45
5805 | 633.25 |  |  |  | 5805 | 633.3276 | [5 empty] | 5810 | 633.5
5806 | 633.3 |  |  |  | 5806 | 633.3775 | [5 empty] | 5811 | 633.55
5807 | 633.35 |  |  |  | 5807 | 633.4275 | [5 empty] | 5812 | 633.6
5808 | 633.4 |  |  |  | 5808 | 633.4774 | [5 empty] | 5813 | 633.65
5809 | 633.45 |  |  |  | 5809 | 633.5273 | [5 empty] | 5814 | 633.7
5810 | 633.5 |  |  |  | 5810 | 633.5773 | [5 empty] | 5815 | 633.75
5811 | 633.55 |  |  |  | 5811 | 633.6272 | [5 empty] | 5816 | 633.8
5812 | 633.6 |  |  |  | 5812 | 633.6771 | [5 empty] | 5817 | 633.85
5813 | 633.65 |  |  |  | 5813 | 633.7271 | [5 empty] | 5818 | 633.9
5814 | 633.7 |  |  |  | 5814 | 633.777 | [5 empty] | 5819 | 633.95
5815 | 633.75 |  |  |  | 5815 | 633.8269 | [5 empty] | 5820 | 634
5816 | 633.8 |  |  |  | 5816 | 633.8769 | [5 empty] | 5821 | 634.05
5817 | 633.85 |  |  |  | 5817 | 633.9268 | [5 empty] | 5822 | 634.1
5818 | 633.9 |  |  |  | 5818 | 633.9768 | [5 empty] | 5823 | 634.15
5819 | 633.95 |  |  |  | 5819 | 634.0267 | [5 empty] | 5824 | 634.2
5820 | 634 |  |  |  | 5820 | 634.0766 | [5 empty] | 5825 | 634.25
5821 | 634.05 |  |  |  | 5821 | 634.1266 | [5 empty] | 5826 | 634.3
5822 | 634.1 |  |  |  | 5822 | 634.1765 | [5 empty] | 5827 | 634.35
5823 | 634.15 |  |  |  | 5823 | 634.2264 | [5 empty] | 5828 | 634.4
5824 | 634.2 |  |  |  | 5824 | 634.2764 | [5 empty] | 5829 | 634.45
5825 | 634.25 |  |  |  | 5825 | 634.3263 | [5 empty] | 5830 | 634.5
5826 | 634.3 |  |  |  | 5826 | 634.3762 | [5 empty] | 5831 | 634.55
5827 | 634.35 |  |  |  | 5827 | 634.4262 | [5 empty] | 5832 | 634.6
5828 | 634.4 |  |  |  | 5828 | 634.4761 | [5 empty] | 5833 | 634.65
5829 | 634.45 |  |  |  | 5829 | 634.526 | [5 empty] | 5834 | 634.7
5830 | 634.5 |  |  |  | 5830 | 634.576 | [5 empty] | 5835 | 634.75
5831 | 634.55 |  |  |  | 5831 | 634.6259 | [5 empty] | 5836 | 634.8
5832 | 634.6 |  |  |  | 5832 | 634.6758 | [5 empty] | 5837 | 634.85
5833 | 634.65 |  |  |  | 5833 | 634.7258 | [5 empty] | 5838 | 634.9
5834 | 634.7 |  |  |  | 5834 | 634.7757 | [5 empty] | 5839 | 634.95
5835 | 634.75 |  |  |  | 5835 | 634.8256 | [5 empty] | 5840 | 635
5836 | 634.8 |  |  |  | 5836 | 634.8756 | [5 empty] | 5841 | 635.05
5837 | 634.85 |  |  |  | 5837 | 634.9255 | [5 empty] | 5842 | 635.1
5838 | 634.9 |  |  |  | 5838 | 634.9754 | [5 empty] | 5843 | 635.15
5839 | 634.95 |  |  |  | 5839 | 635.0254 | [5 empty] | 5844 | 635.2
5840 | 635 |  |  |  | 5840 | 635.0753 | [5 empty] | 5845 | 635.25
5841 | 635.05 |  |  |  | 5841 | 635.1252 | [5 empty] | 5846 | 635.3
5842 | 635.1 |  |  |  | 5842 | 635.1752 | [5 empty] | 5847 | 635.35
5843 | 635.15 |  |  |  | 5843 | 635.2251 | [5 empty] | 5848 | 635.4
5844 | 635.2 |  |  |  | 5844 | 635.275 | [5 empty] | 5849 | 635.45
5845 | 635.25 |  |  |  | 5845 | 635.325 | [5 empty] | 5850 | 635.5
5846 | 635.3 |  |  |  | 5846 | 635.3749 | [5 empty] | 5851 | 635.55
5847 | 635.35 |  |  |  | 5847 | 635.4248 | [5 empty] | 5852 | 635.6
5848 | 635.4 |  |  |  | 5848 | 635.4748 | [5 empty] | 5853 | 635.65
5849 | 635.45 |  |  |  | 5849 | 635.5247 | [5 empty] | 5854 | 635.7
5850 | 635.5 |  |  |  | 5850 | 635.5746 | [5 empty] | 5855 | 635.75
5851 | 635.55 |  |  |  | 5851 | 635.6246 | [5 empty] | 5856 | 635.8
5852 | 635.6 |  |  |  | 5852 | 635.6745 | [5 empty] | 5857 | 635.85
5853 | 635.65 |  |  |  | 5853 | 635.7244 | [5 empty] | 5858 | 635.9
5854 | 635.7 |  |  |  | 5854 | 635.7744 | [5 empty] | 5859 | 635.95
5855 | 635.75 |  |  |  | 5855 | 635.8243 | [5 empty] | 5860 | 636
5856 | 635.8 |  |  |  | 5856 | 635.8742 | [5 empty] | 5861 | 636.05
5857 | 635.85 |  |  |  | 5857 | 635.9242 | [5 empty] | 5862 | 636.1
5858 | 635.9 |  |  |  | 5858 | 635.9741 | [5 empty] | 5863 | 636.15
5859 | 635.95 |  |  |  | 5859 | 636.024 | [5 empty] | 5864 | 636.2
5860 | 636 |  |  |  | 5860 | 636.074 | [5 empty] | 5865 | 636.25
5861 | 636.05 |  |  |  | 5861 | 636.1239 | [5 empty] | 5866 | 636.3
5862 | 636.1 |  |  |  | 5862 | 636.1738 | [5 empty] | 5867 | 636.35
5863 | 636.15 |  |  |  | 5863 | 636.2238 | [5 empty] | 5868 | 636.4
5864 | 636.2 |  |  |  | 5864 | 636.2737 | [5 empty] | 5869 | 636.45
5865 | 636.25 |  |  |  | 5865 | 636.3236 | [5 empty] | 5870 | 636.5
5866 | 636.3 |  |  |  | 5866 | 636.3736 | [5 empty] | 5871 | 636.55
5867 | 636.35 |  |  |  | 5867 | 636.4235 | [5 empty] | 5872 | 636.6
5868 | 636.4 |  |  |  | 5868 | 636.4734 | [5 empty] | 5873 | 636.65
5869 | 636.45 |  |  |  | 5869 | 636.5234 | [5 empty] | 5874 | 636.7
5870 | 636.5 |  |  |  | 5870 | 636.5733 | [5 empty] | 5875 | 636.75
5871 | 636.55 |  |  |  | 5871 | 636.6232 | [5 empty] | 5876 | 636.8
5872 | 636.6 |  |  |  | 5872 | 636.6732 | [5 empty] | 5877 | 636.85
5873 | 636.65 |  |  |  | 5873 | 636.7231 | [5 empty] | 5878 | 636.9
5874 | 636.7 |  |  |  | 5874 | 636.7731 | [5 empty] | 5879 | 636.95
5875 | 636.75 |  |  |  | 5875 | 636.823 | [5 empty] | 5880 | 637
5876 | 636.8 |  |  |  | 5876 | 636.8729 | [5 empty] | 5881 | 637.05
5877 | 636.85 |  |  |  | 5877 | 636.9229 | [5 empty] | 5882 | 637.1
5878 | 636.9 |  |  |  | 5878 | 636.9728 | [5 empty] | 5883 | 637.15
5879 | 636.95 |  |  |  | 5879 | 637.0227 | [5 empty] | 5884 | 637.2
5880 | 637 |  |  |  | 5880 | 637.0727 | [5 empty] | 5885 | 637.25
5881 | 637.05 |  |  |  | 5881 | 637.1226 | [5 empty] | 5886 | 637.3
5882 | 637.1 |  |  |  | 5882 | 637.1725 | [5 empty] | 5887 | 637.35
5883 | 637.15 |  |  |  | 5883 | 637.2225 | [5 empty] | 5888 | 637.4
5884 | 637.2 |  |  |  | 5884 | 637.2724 | [5 empty] | 5889 | 637.45
5885 | 637.25 |  |  |  | 5885 | 637.3223 | [5 empty] | 5890 | 637.5
5886 | 637.3 |  |  |  | 5886 | 637.3723 | [5 empty] | 5891 | 637.55
5887 | 637.35 |  |  |  | 5887 | 637.4222 | [5 empty] | 5892 | 637.6
5888 | 637.4 |  |  |  | 5888 | 637.4721 | [5 empty] | 5893 | 637.65
5889 | 637.45 |  |  |  | 5889 | 637.5221 | [5 empty] | 5894 | 637.7
5890 | 637.5 |  |  |  | 5890 | 637.572 | [5 empty] | 5895 | 637.75
5891 | 637.55 |  |  |  | 5891 | 637.6219 | [5 empty] | 5896 | 637.8
5892 | 637.6 |  |  |  | 5892 | 637.6719 | [5 empty] | 5897 | 637.85
5893 | 637.65 |  |  |  | 5893 | 637.7218 | [5 empty] | 5898 | 637.9
5894 | 637.7 |  |  |  | 5894 | 637.7717 | [5 empty] | 5899 | 637.95
5895 | 637.75 |  |  |  | 5895 | 637.8217 | [5 empty] | 5900 | 638
5896 | 637.8 |  |  |  | 5896 | 637.8716 | [5 empty] | 5901 | 638.05
5897 | 637.85 |  |  |  | 5897 | 637.9215 | [5 empty] | 5902 | 638.1
5898 | 637.9 |  |  |  | 5898 | 637.9715 | [5 empty] | 5903 | 638.15
5899 | 637.95 |  |  |  | 5899 | 638.0214 | [5 empty] | 5904 | 638.2
5900 | 638 |  |  |  | 5900 | 638.0713 | [5 empty] | 5905 | 638.25
5901 | 638.05 |  |  |  | 5901 | 638.1213 | [5 empty] | 5906 | 638.3
5902 | 638.1 |  |  |  | 5902 | 638.1712 | [5 empty] | 5907 | 638.35
5903 | 638.15 |  |  |  | 5903 | 638.2211 | [5 empty] | 5908 | 638.4
5904 | 638.2 |  |  |  | 5904 | 638.2711 | [5 empty] | 5909 | 638.45
5905 | 638.25 |  |  |  | 5905 | 638.321 | [5 empty] | 5910 | 638.5
5906 | 638.3 |  |  |  | 5906 | 638.3709 | [5 empty] | 5911 | 638.55
5907 | 638.35 |  |  |  | 5907 | 638.4209 | [5 empty] | 5912 | 638.6
5908 | 638.4 |  |  |  | 5908 | 638.4708 | [5 empty] | 5913 | 638.65
5909 | 638.45 |  |  |  | 5909 | 638.5207 | [5 empty] | 5914 | 638.7
5910 | 638.5 |  |  |  | 5910 | 638.5707 | [5 empty] | 5915 | 638.75
5911 | 638.55 |  |  |  | 5911 | 638.6206 | [5 empty] | 5916 | 638.8
5912 | 638.6 |  |  |  | 5912 | 638.6705 | [5 empty] | 5917 | 638.85
5913 | 638.65 |  |  |  | 5913 | 638.7205 | [5 empty] | 5918 | 638.9
5914 | 638.7 |  |  |  | 5914 | 638.7704 | [5 empty] | 5919 | 638.95
5915 | 638.75 |  |  |  | 5915 | 638.8203 | [5 empty] | 5920 | 639
5916 | 638.8 |  |  |  | 5916 | 638.8703 | [5 empty] | 5921 | 639.05
5917 | 638.85 |  |  |  | 5917 | 638.9202 | [5 empty] | 5922 | 639.1
5918 | 638.9 |  |  |  | 5918 | 638.9701 | [5 empty] | 5923 | 639.15
5919 | 638.95 |  |  |  | 5919 | 639.0201 | [5 empty] | 5924 | 639.2
5920 | 639 |  |  |  | 5920 | 639.07 | [5 empty] | 5925 | 639.25
5921 | 639.05 |  |  |  | 5921 | 639.1199 | [5 empty] | 5926 | 639.3
5922 | 639.1 |  |  |  | 5922 | 639.1699 | [5 empty] | 5927 | 639.35
5923 | 639.15 |  |  |  | 5923 | 639.2198 | [5 empty] | 5928 | 639.4
5924 | 639.2 |  |  |  | 5924 | 639.2697 | [5 empty] | 5929 | 639.45
5925 | 639.25 |  |  |  | 5925 | 639.3197 | [5 empty] | 5930 | 639.5
5926 | 639.3 |  |  |  | 5926 | 639.3696 | [5 empty] | 5931 | 639.55
5927 | 639.35 |  |  |  | 5927 | 639.4196 | [5 empty] | 5932 | 639.6
5928 | 639.4 |  |  |  | 5928 | 639.4695 | [5 empty] | 5933 | 639.65
5929 | 639.45 |  |  |  | 5929 | 639.5194 | [5 empty] | 5934 | 639.7
5930 | 639.5 |  |  |  | 5930 | 639.5694 | [5 empty] | 5935 | 639.75
5931 | 639.55 |  |  |  | 5931 | 639.6193 | [5 empty] | 5936 | 639.8
5932 | 639.6 |  |  |  | 5932 | 639.6692 | [5 empty] | 5937 | 639.85
5933 | 639.65 |  |  |  | 5933 | 639.7192 | [5 empty] | 5938 | 639.9
5934 | 639.7 |  |  |  | 5934 | 639.7691 | [5 empty] | 5939 | 639.95
5935 | 639.75 |  |  |  | 5935 | 639.819 | [5 empty] | 5940 | 640
5936 | 639.8 |  |  |  | 5936 | 639.869 | [5 empty] | 5941 | 640.05
5937 | 639.85 |  |  |  | 5937 | 639.9189 | [5 empty] | 5942 | 640.1
5938 | 639.9 |  |  |  | 5938 | 639.9688 | [5 empty] | 5943 | 640.15
5939 | 639.95 |  |  |  | 5939 | 640.0188 | [5 empty] | 5944 | 640.2
5940 | 640 |  |  |  | 5940 | 640.0687 | [5 empty] | 5945 | 640.25
5941 | 640.05 |  |  |  | 5941 | 640.1186 | [5 empty] | 5946 | 640.3
5942 | 640.1 |  |  |  | 5942 | 640.1686 | [5 empty] | 5947 | 640.35
5943 | 640.15 |  |  |  | 5943 | 640.2185 | [5 empty] | 5948 | 640.4
5944 | 640.2 |  |  |  | 5944 | 640.2684 | [5 empty] | 5949 | 640.45
5945 | 640.25 |  |  |  | 5945 | 640.3184 | [5 empty] | 5950 | 640.5
5946 | 640.3 |  |  |  | 5946 | 640.3683 | [5 empty] | 5951 | 640.55
5947 | 640.35 |  |  |  | 5947 | 640.4182 | [5 empty] | 5952 | 640.6
5948 | 640.4 |  |  |  | 5948 | 640.4682 | [5 empty] | 5953 | 640.65
5949 | 640.45 |  |  |  | 5949 | 640.5181 | [5 empty] | 5954 | 640.7
5950 | 640.5 |  |  |  | 5950 | 640.568 | [5 empty] | 5955 | 640.75
5951 | 640.55 |  |  |  | 5951 | 640.618 | [5 empty] | 5956 | 640.8
5952 | 640.6 |  |  |  | 5952 | 640.6679 | [5 empty] | 5957 | 640.85
5953 | 640.65 |  |  |  | 5953 | 640.7178 | [5 empty] | 5958 | 640.9
5954 | 640.7 |  |  |  | 5954 | 640.7678 | [5 empty] | 5959 | 640.95
5955 | 640.75 |  |  |  | 5955 | 640.8177 | [5 empty] | 5960 | 641
5956 | 640.8 |  |  |  | 5956 | 640.8676 | [5 empty] | 5961 | 641.05
5957 | 640.85 |  |  |  | 5957 | 640.9176 | [5 empty] | 5962 | 641.1
5958 | 640.9 |  |  |  | 5958 | 640.9675 | [5 empty] | 5963 | 641.15
5959 | 640.95 |  |  |  | 5959 | 641.0174 | [5 empty] | 5964 | 641.2
5960 | 641 |  |  |  | 5960 | 641.0674 | [5 empty] | 5965 | 641.25
5961 | 641.05 |  |  |  | 5961 | 641.1173 | [5 empty] | 5966 | 641.3
5962 | 641.1 |  |  |  | 5962 | 641.1672 | [5 empty] | 5967 | 641.35
5963 | 641.15 |  |  |  | 5963 | 641.2172 | [5 empty] | 5968 | 641.4
5964 | 641.2 |  |  |  | 5964 | 641.2671 | [5 empty] | 5969 | 641.45
5965 | 641.25 |  |  |  | 5965 | 641.317 | [5 empty] | 5970 | 641.5
5966 | 641.3 |  |  |  | 5966 | 641.367 | [5 empty] | 5971 | 641.55
5967 | 641.35 |  |  |  | 5967 | 641.4169 | [5 empty] | 5972 | 641.6
5968 | 641.4 |  |  |  | 5968 | 641.4668 | [5 empty] | 5973 | 641.65
5969 | 641.45 |  |  |  | 5969 | 641.5168 | [5 empty] | 5974 | 641.7
5970 | 641.5 |  |  |  | 5970 | 641.5667 | [5 empty] | 5975 | 641.75
5971 | 641.55 |  |  |  | 5971 | 641.6166 | [5 empty] | 5976 | 641.8
5972 | 641.6 |  |  |  | 5972 | 641.6666 | [5 empty] | 5977 | 641.85
5973 | 641.65 |  |  |  | 5973 | 641.7165 | [5 empty] | 5978 | 641.9
5974 | 641.7 |  |  |  | 5974 | 641.7664 | [5 empty] | 5979 | 641.95
5975 | 641.75 |  |  |  | 5975 | 641.8164 | [5 empty] | 5980 | 642
5976 | 641.8 |  |  |  | 5976 | 641.8663 | [5 empty] | 5981 | 642.05
5977 | 641.85 |  |  |  | 5977 | 641.9162 | [5 empty] | 5982 | 642.1
5978 | 641.9 |  |  |  | 5978 | 641.9662 | [5 empty] | 5983 | 642.15
5979 | 641.95 |  |  |  | 5979 | 642.0161 | [5 empty] | 5984 | 642.2
5980 | 642 |  |  |  | 5980 | 642.0661 | [5 empty] | 5985 | 642.25
5981 | 642.05 |  |  |  | 5981 | 642.116 | [5 empty] | 5986 | 642.3
5982 | 642.1 |  |  |  | 5982 | 642.1659 | [5 empty] | 5987 | 642.35
5983 | 642.15 |  |  |  | 5983 | 642.2159 | [5 empty] | 5988 | 642.4
5984 | 642.2 |  |  |  | 5984 | 642.2658 | [5 empty] | 5989 | 642.45
5985 | 642.25 |  |  |  | 5985 | 642.3157 | [5 empty] | 5990 | 642.5
5986 | 642.3 |  |  |  | 5986 | 642.3657 | [5 empty] | 5991 | 642.55
5987 | 642.35 |  |  |  | 5987 | 642.4156 | [5 empty] | 5992 | 642.6
5988 | 642.4 |  |  |  | 5988 | 642.4655 | [5 empty] | 5993 | 642.65
5989 | 642.45 |  |  |  | 5989 | 642.5155 | [5 empty] | 5994 | 642.7
5990 | 642.5 |  |  |  | 5990 | 642.5654 | [5 empty] | 5995 | 642.75
5991 | 642.55 |  |  |  | 5991 | 642.6153 | [5 empty] | 5996 | 642.8
5992 | 642.6 |  |  |  | 5992 | 642.6653 | [5 empty] | 5997 | 642.85
5993 | 642.65 |  |  |  | 5993 | 642.7152 | [5 empty] | 5998 | 642.9
5994 | 642.7 |  |  |  | 5994 | 642.7651 | [5 empty] | 5999 | 642.95
5995 | 642.75 |  |  |  | 5995 | 642.8151 | [5 empty] | 6000 | 643
5996 | 642.8 |  |  |  | 5996 | 642.865 | [5 empty] | 6001 | 643.042
5997 | 642.85 |  |  |  | 5997 | 642.9149 | [5 empty] | 6002 | 643.084
5998 | 642.9 |  |  |  | 5998 | 642.9649 | [5 empty] | 6003 | 643.126
5999 | 642.95 |  |  |  | 5999 | 643.0148 | [5 empty] | 6004 | 643.168
6000 | 643 |  |  |  | 6000 | 643.0647 | [5 empty] | 6005 | 643.21
6001 | 643.042 |  |  |  | 6001 | 643.1067 | [5 empty] | 6006 | 643.252
6002 | 643.084 |  |  |  | 6002 | 643.1487 | [5 empty] | 6007 | 643.294
6003 | 643.126 |  |  |  | 6003 | 643.1908 | [5 empty] | 6008 | 643.336
6004 | 643.168 |  |  |  | 6004 | 643.2328 | [5 empty] | 6009 | 643.378
6005 | 643.21 |  |  |  | 6005 | 643.2748 | [5 empty] | 6010 | 643.42
6006 | 643.252 |  |  |  | 6006 | 643.3168 | [5 empty] | 6011 | 643.462
6007 | 643.294 |  |  |  | 6007 | 643.3588 | [5 empty] | 6012 | 643.504
6008 | 643.336 |  |  |  | 6008 | 643.4008 | [5 empty] | 6013 | 643.546
6009 | 643.378 |  |  |  | 6009 | 643.4428 | [5 empty] | 6014 | 643.588
6010 | 643.42 |  |  |  | 6010 | 643.4848 | [5 empty] | 6015 | 643.63
6011 | 643.462 |  |  |  | 6011 | 643.5268 | [5 empty] | 6016 | 643.672
6012 | 643.504 |  |  |  | 6012 | 643.5688 | [5 empty] | 6017 | 643.714
6013 | 643.546 |  |  |  | 6013 | 643.6108 | [5 empty] | 6018 | 643.756
6014 | 643.588 |  |  |  | 6014 | 643.6528 | [5 empty] | 6019 | 643.798
6015 | 643.63 |  |  |  | 6015 | 643.6948 | [5 empty] | 6020 | 643.84
6016 | 643.672 |  |  |  | 6016 | 643.7369 | [5 empty] | 6021 | 643.882
6017 | 643.714 |  |  |  | 6017 | 643.7789 | [5 empty] | 6022 | 643.924
6018 | 643.756 |  |  |  | 6018 | 643.8209 | [5 empty] | 6023 | 643.966
6019 | 643.798 |  |  |  | 6019 | 643.8629 | [5 empty] | 6024 | 644.008
6020 | 643.84 |  |  |  | 6020 | 643.9049 | [5 empty] | 6025 | 644.05
6021 | 643.882 |  |  |  | 6021 | 643.9469 | [5 empty] | 6026 | 644.092
6022 | 643.924 |  |  |  | 6022 | 643.9889 | [5 empty] | 6027 | 644.134
6023 | 643.966 |  |  |  | 6023 | 644.0309 | [5 empty] | 6028 | 644.176
6024 | 644.008 |  |  |  | 6024 | 644.0729 | [5 empty] | 6029 | 644.218
6025 | 644.05 |  |  |  | 6025 | 644.1149 | [5 empty] | 6030 | 644.26
6026 | 644.092 |  |  |  | 6026 | 644.1569 | [5 empty] | 6031 | 644.302
6027 | 644.134 |  |  |  | 6027 | 644.1989 | [5 empty] | 6032 | 644.344
6028 | 644.176 |  |  |  | 6028 | 644.241 | [5 empty] | 6033 | 644.386
6029 | 644.218 |  |  |  | 6029 | 644.283 | [5 empty] | 6034 | 644.428
6030 | 644.26 |  |  |  | 6030 | 644.325 | [5 empty] | 6035 | 644.47
6031 | 644.302 |  |  |  | 6031 | 644.367 | [5 empty] | 6036 | 644.512
6032 | 644.344 |  |  |  | 6032 | 644.409 | [5 empty] | 6037 | 644.554
6033 | 644.386 |  |  |  | 6033 | 644.451 | [5 empty] | 6038 | 644.596
6034 | 644.428 |  |  |  | 6034 | 644.493 | [5 empty] | 6039 | 644.638
6035 | 644.47 |  |  |  | 6035 | 644.535 | [5 empty] | 6040 | 644.68
6036 | 644.512 |  |  |  | 6036 | 644.577 | [5 empty] | 6041 | 644.722
6037 | 644.554 |  |  |  | 6037 | 644.619 | [5 empty] | 6042 | 644.764
6038 | 644.596 |  |  |  | 6038 | 644.661 | [5 empty] | 6043 | 644.806
6039 | 644.638 |  |  |  | 6039 | 644.703 | [5 empty] | 6044 | 644.848
6040 | 644.68 |  |  |  | 6040 | 644.745 | [5 empty] | 6045 | 644.89
6041 | 644.722 |  |  |  | 6041 | 644.7871 | [5 empty] | 6046 | 644.932
6042 | 644.764 |  |  |  | 6042 | 644.8291 | [5 empty] | 6047 | 644.974
6043 | 644.806 |  |  |  | 6043 | 644.8711 | [5 empty] | 6048 | 645.016
6044 | 644.848 |  |  |  | 6044 | 644.9131 | [5 empty] | 6049 | 645.058
6045 | 644.89 |  |  |  | 6045 | 644.9551 | [5 empty] | 6050 | 645.1
6046 | 644.932 |  |  |  | 6046 | 644.9971 | [5 empty] | 6051 | 645.142
6047 | 644.974 |  |  |  | 6047 | 645.0391 | [5 empty] | 6052 | 645.184
6048 | 645.016 |  |  |  | 6048 | 645.0811 | [5 empty] | 6053 | 645.226
6049 | 645.058 |  |  |  | 6049 | 645.1231 | [5 empty] | 6054 | 645.268
6050 | 645.1 |  |  |  | 6050 | 645.1651 | [5 empty] | 6055 | 645.31
6051 | 645.142 |  |  |  | 6051 | 645.2071 | [5 empty] | 6056 | 645.352
6052 | 645.184 |  |  |  | 6052 | 645.2491 | [5 empty] | 6057 | 645.394
6053 | 645.226 |  |  |  | 6053 | 645.2911 | [5 empty] | 6058 | 645.436
6054 | 645.268 |  |  |  | 6054 | 645.3332 | [5 empty] | 6059 | 645.478
6055 | 645.31 |  |  |  | 6055 | 645.3752 | [5 empty] | 6060 | 645.52
6056 | 645.352 |  |  |  | 6056 | 645.4172 | [5 empty] | 6061 | 645.562
6057 | 645.394 |  |  |  | 6057 | 645.4592 | [5 empty] | 6062 | 645.604
6058 | 645.436 |  |  |  | 6058 | 645.5012 | [5 empty] | 6063 | 645.646
6059 | 645.478 |  |  |  | 6059 | 645.5432 | [5 empty] | 6064 | 645.688
6060 | 645.52 |  |  |  | 6060 | 645.5852 | [5 empty] | 6065 | 645.73
6061 | 645.562 |  |  |  | 6061 | 645.6272 | [5 empty] | 6066 | 645.772
6062 | 645.604 |  |  |  | 6062 | 645.6692 | [5 empty] | 6067 | 645.814
6063 | 645.646 |  |  |  | 6063 | 645.7112 | [5 empty] | 6068 | 645.856
6064 | 645.688 |  |  |  | 6064 | 645.7532 | [5 empty] | 6069 | 645.898
6065 | 645.73 |  |  |  | 6065 | 645.7952 | [5 empty] | 6070 | 645.94
6066 | 645.772 |  |  |  | 6066 | 645.8373 | [5 empty] | 6071 | 645.982
6067 | 645.814 |  |  |  | 6067 | 645.8793 | [5 empty] | 6072 | 646.024
6068 | 645.856 |  |  |  | 6068 | 645.9213 | [5 empty] | 6073 | 646.066
6069 | 645.898 |  |  |  | 6069 | 645.9633 | [5 empty] | 6074 | 646.108
6070 | 645.94 |  |  |  | 6070 | 646.0053 | [5 empty] | 6075 | 646.15
6071 | 645.982 |  |  |  | 6071 | 646.0473 | [5 empty] | 6076 | 646.192
6072 | 646.024 |  |  |  | 6072 | 646.0893 | [5 empty] | 6077 | 646.234
6073 | 646.066 |  |  |  | 6073 | 646.1313 | [5 empty] | 6078 | 646.276
6074 | 646.108 |  |  |  | 6074 | 646.1733 | [5 empty] | 6079 | 646.318
6075 | 646.15 |  |  |  | 6075 | 646.2153 | [5 empty] | 6080 | 646.36
6076 | 646.192 |  |  |  | 6076 | 646.2573 | [5 empty] | 6081 | 646.402
6077 | 646.234 |  |  |  | 6077 | 646.2993 | [5 empty] | 6082 | 646.444
6078 | 646.276 |  |  |  | 6078 | 646.3413 | [5 empty] | 6083 | 646.486
6079 | 646.318 |  |  |  | 6079 | 646.3834 | [5 empty] | 6084 | 646.528
6080 | 646.36 |  |  |  | 6080 | 646.4254 | [5 empty] | 6085 | 646.57
6081 | 646.402 |  |  |  | 6081 | 646.4674 | [5 empty] | 6086 | 646.612
6082 | 646.444 |  |  |  | 6082 | 646.5094 | [5 empty] | 6087 | 646.654
6083 | 646.486 |  |  |  | 6083 | 646.5514 | [5 empty] | 6088 | 646.696
6084 | 646.528 |  |  |  | 6084 | 646.5934 | [5 empty] | 6089 | 646.738
6085 | 646.57 |  |  |  | 6085 | 646.6354 | [5 empty] | 6090 | 646.78
6086 | 646.612 |  |  |  | 6086 | 646.6774 | [5 empty] | 6091 | 646.822
6087 | 646.654 |  |  |  | 6087 | 646.7194 | [5 empty] | 6092 | 646.864
6088 | 646.696 |  |  |  | 6088 | 646.7614 | [5 empty] | 6093 | 646.906
6089 | 646.738 |  |  |  | 6089 | 646.8034 | [5 empty] | 6094 | 646.948
6090 | 646.78 |  |  |  | 6090 | 646.8454 | [5 empty] | 6095 | 646.99
6091 | 646.822 |  |  |  | 6091 | 646.8875 | [5 empty] | 6096 | 647.032
6092 | 646.864 |  |  |  | 6092 | 646.9295 | [5 empty] | 6097 | 647.074
6093 | 646.906 |  |  |  | 6093 | 646.9715 | [5 empty] | 6098 | 647.116
6094 | 646.948 |  |  |  | 6094 | 647.0135 | [5 empty] | 6099 | 647.158
6095 | 646.99 |  |  |  | 6095 | 647.0555 | [5 empty] | 6100 | 647.2
6096 | 647.032 |  |  |  | 6096 | 647.0975 | [5 empty] | 6101 | 647.242
6097 | 647.074 |  |  |  | 6097 | 647.1395 | [5 empty] | 6102 | 647.284
6098 | 647.116 |  |  |  | 6098 | 647.1815 | [5 empty] | 6103 | 647.326
6099 | 647.158 |  |  |  | 6099 | 647.2235 | [5 empty] | 6104 | 647.368
6100 | 647.2 |  |  |  | 6100 | 647.2655 | [5 empty] | 6105 | 647.41
6101 | 647.242 |  |  |  | 6101 | 647.3075 | [5 empty] | 6106 | 647.452
6102 | 647.284 |  |  |  | 6102 | 647.3495 | [5 empty] | 6107 | 647.494
6103 | 647.326 |  |  |  | 6103 | 647.3915 | [5 empty] | 6108 | 647.536
6104 | 647.368 |  |  |  | 6104 | 647.4336 | [5 empty] | 6109 | 647.578
6105 | 647.41 |  |  |  | 6105 | 647.4756 | [5 empty] | 6110 | 647.62
6106 | 647.452 |  |  |  | 6106 | 647.5176 | [5 empty] | 6111 | 647.662
6107 | 647.494 |  |  |  | 6107 | 647.5596 | [5 empty] | 6112 | 647.704
6108 | 647.536 |  |  |  | 6108 | 647.6016 | [5 empty] | 6113 | 647.746
6109 | 647.578 |  |  |  | 6109 | 647.6436 | [5 empty] | 6114 | 647.788
6110 | 647.62 |  |  |  | 6110 | 647.6856 | [5 empty] | 6115 | 647.83
6111 | 647.662 |  |  |  | 6111 | 647.7276 | [5 empty] | 6116 | 647.872
6112 | 647.704 |  |  |  | 6112 | 647.7696 | [5 empty] | 6117 | 647.914
6113 | 647.746 |  |  |  | 6113 | 647.8116 | [5 empty] | 6118 | 647.956
6114 | 647.788 |  |  |  | 6114 | 647.8536 | [5 empty] | 6119 | 647.998
6115 | 647.83 |  |  |  | 6115 | 647.8956 | [5 empty] | 6120 | 648.04
6116 | 647.872 |  |  |  | 6116 | 647.9376 | [5 empty] | 6121 | 648.082
6117 | 647.914 |  |  |  | 6117 | 647.9797 | [5 empty] | 6122 | 648.124
6118 | 647.956 |  |  |  | 6118 | 648.0217 | [5 empty] | 6123 | 648.166
6119 | 647.998 |  |  |  | 6119 | 648.0637 | [5 empty] | 6124 | 648.208
6120 | 648.04 |  |  |  | 6120 | 648.1057 | [5 empty] | 6125 | 648.25
6121 | 648.082 |  |  |  | 6121 | 648.1477 | [5 empty] | 6126 | 648.292
6122 | 648.124 |  |  |  | 6122 | 648.1897 | [5 empty] | 6127 | 648.334
6123 | 648.166 |  |  |  | 6123 | 648.2317 | [5 empty] | 6128 | 648.376
6124 | 648.208 |  |  |  | 6124 | 648.2737 | [5 empty] | 6129 | 648.418
6125 | 648.25 |  |  |  | 6125 | 648.3157 | [5 empty] | 6130 | 648.46
6126 | 648.292 |  |  |  | 6126 | 648.3577 | [5 empty] | 6131 | 648.502
6127 | 648.334 |  |  |  | 6127 | 648.3997 | [5 empty] | 6132 | 648.544
6128 | 648.376 |  |  |  | 6128 | 648.4417 | [5 empty] | 6133 | 648.586
6129 | 648.418 |  |  |  | 6129 | 648.4838 | [5 empty] | 6134 | 648.628
6130 | 648.46 |  |  |  | 6130 | 648.5258 | [5 empty] | 6135 | 648.67
6131 | 648.502 |  |  |  | 6131 | 648.5678 | [5 empty] | 6136 | 648.712
6132 | 648.544 |  |  |  | 6132 | 648.6098 | [5 empty] | 6137 | 648.754
6133 | 648.586 |  |  |  | 6133 | 648.6518 | [5 empty] | 6138 | 648.796
6134 | 648.628 |  |  |  | 6134 | 648.6938 | [5 empty] | 6139 | 648.838
6135 | 648.67 |  |  |  | 6135 | 648.7358 | [5 empty] | 6140 | 648.88
6136 | 648.712 |  |  |  | 6136 | 648.7778 | [5 empty] | 6141 | 648.922
6137 | 648.754 |  |  |  | 6137 | 648.8198 | [5 empty] | 6142 | 648.964
6138 | 648.796 |  |  |  | 6138 | 648.8618 | [5 empty] | 6143 | 649.006
6139 | 648.838 |  |  |  | 6139 | 648.9038 | [5 empty] | 6144 | 649.048
6140 | 648.88 |  |  |  | 6140 | 648.9458 | [5 empty] | 6145 | 649.09
6141 | 648.922 |  |  |  | 6141 | 648.9878 | [5 empty] | 6146 | 649.132
6142 | 648.964 |  |  |  | 6142 | 649.0299 | [5 empty] | 6147 | 649.174
6143 | 649.006 |  |  |  | 6143 | 649.0719 | [5 empty] | 6148 | 649.216
6144 | 649.048 |  |  |  | 6144 | 649.1139 | [5 empty] | 6149 | 649.258
6145 | 649.09 |  |  |  | 6145 | 649.1559 | [5 empty] | 6150 | 649.3
6146 | 649.132 |  |  |  | 6146 | 649.1979 | [5 empty] | 6151 | 649.342
6147 | 649.174 |  |  |  | 6147 | 649.2399 | [5 empty] | 6152 | 649.384
6148 | 649.216 |  |  |  | 6148 | 649.2819 | [5 empty] | 6153 | 649.426
6149 | 649.258 |  |  |  | 6149 | 649.3239 | [5 empty] | 6154 | 649.468
6150 | 649.3 |  |  |  | 6150 | 649.3659 | [5 empty] | 6155 | 649.51
6151 | 649.342 |  |  |  | 6151 | 649.4079 | [5 empty] | 6156 | 649.552
6152 | 649.384 |  |  |  | 6152 | 649.4499 | [5 empty] | 6157 | 649.594
6153 | 649.426 |  |  |  | 6153 | 649.4919 | [5 empty] | 6158 | 649.636
6154 | 649.468 |  |  |  | 6154 | 649.5339 | [5 empty] | 6159 | 649.678
6155 | 649.51 |  |  |  | 6155 | 649.576 | [5 empty] | 6160 | 649.72
6156 | 649.552 |  |  |  | 6156 | 649.618 | [5 empty] | 6161 | 649.762
6157 | 649.594 |  |  |  | 6157 | 649.66 | [5 empty] | 6162 | 649.804
6158 | 649.636 |  |  |  | 6158 | 649.702 | [5 empty] | 6163 | 649.846
6159 | 649.678 |  |  |  | 6159 | 649.744 | [5 empty] | 6164 | 649.888
6160 | 649.72 |  |  |  | 6160 | 649.786 | [5 empty] | 6165 | 649.93
6161 | 649.762 |  |  |  | 6161 | 649.828 | [5 empty] | 6166 | 649.972
6162 | 649.804 |  |  |  | 6162 | 649.87 | [5 empty] | 6167 | 650.014
6163 | 649.846 |  |  |  | 6163 | 649.912 | [5 empty] | 6168 | 650.056
6164 | 649.888 |  |  |  | 6164 | 649.954 | [5 empty] | 6169 | 650.098
6165 | 649.93 |  |  |  | 6165 | 649.996 | [5 empty] | 6170 | 650.14
6166 | 649.972 |  |  |  | 6166 | 650.038 | [5 empty] | 6171 | 650.182
6167 | 650.014 |  |  |  | 6167 | 650.0801 | [5 empty] | 6172 | 650.224
6168 | 650.056 |  |  |  | 6168 | 650.1221 | [5 empty] | 6173 | 650.266
6169 | 650.098 |  |  |  | 6169 | 650.1641 | [5 empty] | 6174 | 650.308
6170 | 650.14 |  |  |  | 6170 | 650.2061 | [5 empty] | 6175 | 650.35
6171 | 650.182 |  |  |  | 6171 | 650.2481 | [5 empty] | 6176 | 650.392
6172 | 650.224 |  |  |  | 6172 | 650.2901 | [5 empty] | 6177 | 650.434
6173 | 650.266 |  |  |  | 6173 | 650.3321 | [5 empty] | 6178 | 650.476
6174 | 650.308 |  |  |  | 6174 | 650.3741 | [5 empty] | 6179 | 650.518
6175 | 650.35 |  |  |  | 6175 | 650.4161 | [5 empty] | 6180 | 650.56
6176 | 650.392 |  |  |  | 6176 | 650.4581 | [5 empty] | 6181 | 650.602
6177 | 650.434 |  |  |  | 6177 | 650.5001 | [5 empty] | 6182 | 650.644
6178 | 650.476 |  |  |  | 6178 | 650.5421 | [5 empty] | 6183 | 650.686
6179 | 650.518 |  |  |  | 6179 | 650.5841 | [5 empty] | 6184 | 650.728
6180 | 650.56 |  |  |  | 6180 | 650.6262 | [5 empty] | 6185 | 650.77
6181 | 650.602 |  |  |  | 6181 | 650.6682 | [5 empty] | 6186 | 650.812
6182 | 650.644 |  |  |  | 6182 | 650.7102 | [5 empty] | 6187 | 650.854
6183 | 650.686 |  |  |  | 6183 | 650.7522 | [5 empty] | 6188 | 650.896
6184 | 650.728 |  |  |  | 6184 | 650.7942 | [5 empty] | 6189 | 650.938
6185 | 650.77 |  |  |  | 6185 | 650.8362 | [5 empty] | 6190 | 650.98
6186 | 650.812 |  |  |  | 6186 | 650.8782 | [5 empty] | 6191 | 651.022
6187 | 650.854 |  |  |  | 6187 | 650.9202 | [5 empty] | 6192 | 651.064
6188 | 650.896 |  |  |  | 6188 | 650.9622 | [5 empty] | 6193 | 651.106
6189 | 650.938 |  |  |  | 6189 | 651.0042 | [5 empty] | 6194 | 651.148
6190 | 650.98 |  |  |  | 6190 | 651.0462 | [5 empty] | 6195 | 651.19
6191 | 651.022 |  |  |  | 6191 | 651.0882 | [5 empty] | 6196 | 651.232
6192 | 651.064 |  |  |  | 6192 | 651.1303 | [5 empty] | 6197 | 651.274
6193 | 651.106 |  |  |  | 6193 | 651.1723 | [5 empty] | 6198 | 651.316
6194 | 651.148 |  |  |  | 6194 | 651.2143 | [5 empty] | 6199 | 651.358
6195 | 651.19 |  |  |  | 6195 | 651.2563 | [5 empty] | 6200 | 651.4
6196 | 651.232 |  |  |  | 6196 | 651.2983 | [5 empty] | 6201 | 651.442
6197 | 651.274 |  |  |  | 6197 | 651.3403 | [5 empty] | 6202 | 651.484
6198 | 651.316 |  |  |  | 6198 | 651.3823 | [5 empty] | 6203 | 651.526
6199 | 651.358 |  |  |  | 6199 | 651.4243 | [5 empty] | 6204 | 651.568
6200 | 651.4 |  |  |  | 6200 | 651.4663 | [5 empty] | 6205 | 651.61
6201 | 651.442 |  |  |  | 6201 | 651.5083 | [5 empty] | 6206 | 651.652
6202 | 651.484 |  |  |  | 6202 | 651.5503 | [5 empty] | 6207 | 651.694
6203 | 651.526 |  |  |  | 6203 | 651.5923 | [5 empty] | 6208 | 651.736
6204 | 651.568 |  |  |  | 6204 | 651.6343 | [5 empty] | 6209 | 651.778
6205 | 651.61 |  |  |  | 6205 | 651.6764 | [5 empty] | 6210 | 651.82
6206 | 651.652 |  |  |  | 6206 | 651.7184 | [5 empty] | 6211 | 651.862
6207 | 651.694 |  |  |  | 6207 | 651.7604 | [5 empty] | 6212 | 651.904
6208 | 651.736 |  |  |  | 6208 | 651.8024 | [5 empty] | 6213 | 651.946
6209 | 651.778 |  |  |  | 6209 | 651.8444 | [5 empty] | 6214 | 651.988
6210 | 651.82 |  |  |  | 6210 | 651.8864 | [5 empty] | 6215 | 652.03
6211 | 651.862 |  |  |  | 6211 | 651.9284 | [5 empty] | 6216 | 652.072
6212 | 651.904 |  |  |  | 6212 | 651.9704 | [5 empty] | 6217 | 652.114
6213 | 651.946 |  |  |  | 6213 | 652.0124 | [5 empty] | 6218 | 652.156
6214 | 651.988 |  |  |  | 6214 | 652.0544 | [5 empty] | 6219 | 652.198
6215 | 652.03 |  |  |  | 6215 | 652.0964 | [5 empty] | 6220 | 652.24
6216 | 652.072 |  |  |  | 6216 | 652.1384 | [5 empty] | 6221 | 652.282
6217 | 652.114 |  |  |  | 6217 | 652.1804 | [5 empty] | 6222 | 652.324
6218 | 652.156 |  |  |  | 6218 | 652.2225 | [5 empty] | 6223 | 652.366
6219 | 652.198 |  |  |  | 6219 | 652.2645 | [5 empty] | 6224 | 652.408
6220 | 652.24 |  |  |  | 6220 | 652.3065 | [5 empty] | 6225 | 652.45
6221 | 652.282 |  |  |  | 6221 | 652.3485 | [5 empty] | 6226 | 652.492
6222 | 652.324 |  |  |  | 6222 | 652.3905 | [5 empty] | 6227 | 652.534
6223 | 652.366 |  |  |  | 6223 | 652.4325 | [5 empty] | 6228 | 652.576
6224 | 652.408 |  |  |  | 6224 | 652.4745 | [5 empty] | 6229 | 652.618
6225 | 652.45 |  |  |  | 6225 | 652.5165 | [5 empty] | 6230 | 652.66
6226 | 652.492 |  |  |  | 6226 | 652.5585 | [5 empty] | 6231 | 652.702
6227 | 652.534 |  |  |  | 6227 | 652.6005 | [5 empty] | 6232 | 652.744
6228 | 652.576 |  |  |  | 6228 | 652.6425 | [5 empty] | 6233 | 652.786
6229 | 652.618 |  |  |  | 6229 | 652.6845 | [5 empty] | 6234 | 652.828
6230 | 652.66 |  |  |  | 6230 | 652.7266 | [5 empty] | 6235 | 652.87
6231 | 652.702 |  |  |  | 6231 | 652.7686 | [5 empty] | 6236 | 652.912
6232 | 652.744 |  |  |  | 6232 | 652.8106 | [5 empty] | 6237 | 652.954
6233 | 652.786 |  |  |  | 6233 | 652.8526 | [5 empty] | 6238 | 652.996
6234 | 652.828 |  |  |  | 6234 | 652.8946 | [5 empty] | 6239 | 653.038
6235 | 652.87 |  |  |  | 6235 | 652.9366 | [5 empty] | 6240 | 653.08
6236 | 652.912 |  |  |  | 6236 | 652.9786 | [5 empty] | 6241 | 653.122
6237 | 652.954 |  |  |  | 6237 | 653.0206 | [5 empty] | 6242 | 653.164
6238 | 652.996 |  |  |  | 6238 | 653.0626 | [5 empty] | 6243 | 653.206
6239 | 653.038 |  |  |  | 6239 | 653.1046 | [5 empty] | 6244 | 653.248
6240 | 653.08 |  |  |  | 6240 | 653.1466 | [5 empty] | 6245 | 653.29
6241 | 653.122 |  |  |  | 6241 | 653.1886 | [5 empty] | 6246 | 653.332
6242 | 653.164 |  |  |  | 6242 | 653.2306 | [5 empty] | 6247 | 653.374
6243 | 653.206 |  |  |  | 6243 | 653.2727 | [5 empty] | 6248 | 653.416
6244 | 653.248 |  |  |  | 6244 | 653.3147 | [5 empty] | 6249 | 653.458
6245 | 653.29 |  |  |  | 6245 | 653.3567 | [5 empty] | 6250 | 653.5
6246 | 653.332 |  |  |  | 6246 | 653.3987 | [5 empty] | 6251 | 653.542
6247 | 653.374 |  |  |  | 6247 | 653.4407 | [5 empty] | 6252 | 653.584
6248 | 653.416 |  |  |  | 6248 | 653.4827 | [5 empty] | 6253 | 653.626
6249 | 653.458 |  |  |  | 6249 | 653.5247 | [5 empty] | 6254 | 653.668
6250 | 653.5 |  |  |  | 6250 | 653.5667 | [5 empty] | 6255 | 653.71
6251 | 653.542 |  |  |  | 6251 | 653.6087 | [5 empty] | 6256 | 653.752
6252 | 653.584 |  |  |  | 6252 | 653.6507 | [5 empty] | 6257 | 653.794
6253 | 653.626 |  |  |  | 6253 | 653.6927 | [5 empty] | 6258 | 653.836
6254 | 653.668 |  |  |  | 6254 | 653.7347 | [5 empty] | 6259 | 653.878
6255 | 653.71 |  |  |  | 6255 | 653.7768 | [5 empty] | 6260 | 653.92
6256 | 653.752 |  |  |  | 6256 | 653.8188 | [5 empty] | 6261 | 653.962
6257 | 653.794 |  |  |  | 6257 | 653.8608 | [5 empty] | 6262 | 654.004
6258 | 653.836 |  |  |  | 6258 | 653.9028 | [5 empty] | 6263 | 654.046
6259 | 653.878 |  |  |  | 6259 | 653.9448 | [5 empty] | 6264 | 654.088
6260 | 653.92 |  |  |  | 6260 | 653.9868 | [5 empty] | 6265 | 654.13
6261 | 653.962 |  |  |  | 6261 | 654.0288 | [5 empty] | 6266 | 654.172
6262 | 654.004 |  |  |  | 6262 | 654.0708 | [5 empty] | 6267 | 654.214
6263 | 654.046 |  |  |  | 6263 | 654.1128 | [5 empty] | 6268 | 654.256
6264 | 654.088 |  |  |  | 6264 | 654.1548 | [5 empty] | 6269 | 654.298
6265 | 654.13 |  |  |  | 6265 | 654.1968 | [5 empty] | 6270 | 654.34
6266 | 654.172 |  |  |  | 6266 | 654.2388 | [5 empty] | 6271 | 654.382
6267 | 654.214 |  |  |  | 6267 | 654.2808 | [5 empty] | 6272 | 654.424
6268 | 654.256 |  |  |  | 6268 | 654.3229 | [5 empty] | 6273 | 654.466
6269 | 654.298 |  |  |  | 6269 | 654.3649 | [5 empty] | 6274 | 654.508
6270 | 654.34 |  |  |  | 6270 | 654.4069 | [5 empty] | 6275 | 654.55
6271 | 654.382 |  |  |  | 6271 | 654.4489 | [5 empty] | 6276 | 654.592
6272 | 654.424 |  |  |  | 6272 | 654.4909 | [5 empty] | 6277 | 654.634
6273 | 654.466 |  |  |  | 6273 | 654.5329 | [5 empty] | 6278 | 654.676
6274 | 654.508 |  |  |  | 6274 | 654.5749 | [5 empty] | 6279 | 654.718
6275 | 654.55 |  |  |  | 6275 | 654.6169 | [5 empty] | 6280 | 654.76
6276 | 654.592 |  |  |  | 6276 | 654.6589 | [5 empty] | 6281 | 654.802
6277 | 654.634 |  |  |  | 6277 | 654.7009 | [5 empty] | 6282 | 654.844
6278 | 654.676 |  |  |  | 6278 | 654.7429 | [5 empty] | 6283 | 654.886
6279 | 654.718 |  |  |  | 6279 | 654.7849 | [5 empty] | 6284 | 654.928
6280 | 654.76 |  |  |  | 6280 | 654.8269 | [5 empty] | 6285 | 654.97
6281 | 654.802 |  |  |  | 6281 | 654.869 | [5 empty] | 6286 | 655.012
6282 | 654.844 |  |  |  | 6282 | 654.911 | [5 empty] | 6287 | 655.054
6283 | 654.886 |  |  |  | 6283 | 654.953 | [5 empty] | 6288 | 655.096
6284 | 654.928 |  |  |  | 6284 | 654.995 | [5 empty] | 6289 | 655.138
6285 | 654.97 |  |  |  | 6285 | 655.037 | [5 empty] | 6290 | 655.18
6286 | 655.012 |  |  |  | 6286 | 655.079 | [5 empty] | 6291 | 655.222
6287 | 655.054 |  |  |  | 6287 | 655.121 | [5 empty] | 6292 | 655.264
6288 | 655.096 |  |  |  | 6288 | 655.163 | [5 empty] | 6293 | 655.306
6289 | 655.138 |  |  |  | 6289 | 655.205 | [5 empty] | 6294 | 655.348
6290 | 655.18 |  |  |  | 6290 | 655.247 | [5 empty] | 6295 | 655.39
6291 | 655.222 |  |  |  | 6291 | 655.289 | [5 empty] | 6296 | 655.432
6292 | 655.264 |  |  |  | 6292 | 655.331 | [5 empty] | 6297 | 655.474
6293 | 655.306 |  |  |  | 6293 | 655.3731 | [5 empty] | 6298 | 655.516
6294 | 655.348 |  |  |  | 6294 | 655.4151 | [5 empty] | 6299 | 655.558
6295 | 655.39 |  |  |  | 6295 | 655.4571 | [5 empty] | 6300 | 655.6
6296 | 655.432 |  |  |  | 6296 | 655.4991 | [5 empty] | 6301 | 655.642
6297 | 655.474 |  |  |  | 6297 | 655.5411 | [5 empty] | 6302 | 655.684
6298 | 655.516 |  |  |  | 6298 | 655.5831 | [5 empty] | 6303 | 655.726
6299 | 655.558 |  |  |  | 6299 | 655.6251 | [5 empty] | 6304 | 655.768
6300 | 655.6 |  |  |  | 6300 | 655.6671 | [5 empty] | 6305 | 655.81
6301 | 655.642 |  |  |  | 6301 | 655.7091 | [5 empty] | 6306 | 655.852
6302 | 655.684 |  |  |  | 6302 | 655.7511 | [5 empty] | 6307 | 655.894
6303 | 655.726 |  |  |  | 6303 | 655.7931 | [5 empty] | 6308 | 655.936
6304 | 655.768 |  |  |  | 6304 | 655.8351 | [5 empty] | 6309 | 655.978
6305 | 655.81 |  |  |  | 6305 | 655.8771 | [5 empty] | 6310 | 656.02
6306 | 655.852 |  |  |  | 6306 | 655.9192 | [5 empty] | 6311 | 656.062
6307 | 655.894 |  |  |  | 6307 | 655.9612 | [5 empty] | 6312 | 656.104
6308 | 655.936 |  |  |  | 6308 | 656.0032 | [5 empty] | 6313 | 656.146
6309 | 655.978 |  |  |  | 6309 | 656.0452 | [5 empty] | 6314 | 656.188
6310 | 656.02 |  |  |  | 6310 | 656.0872 | [5 empty] | 6315 | 656.23
6311 | 656.062 |  |  |  | 6311 | 656.1292 | [5 empty] | 6316 | 656.272
6312 | 656.104 |  |  |  | 6312 | 656.1712 | [5 empty] | 6317 | 656.314
6313 | 656.146 |  |  |  | 6313 | 656.2132 | [5 empty] | 6318 | 656.356
6314 | 656.188 |  |  |  | 6314 | 656.2552 | [5 empty] | 6319 | 656.398
6315 | 656.23 |  |  |  | 6315 | 656.2972 | [5 empty] | 6320 | 656.44
6316 | 656.272 |  |  |  | 6316 | 656.3392 | [5 empty] | 6321 | 656.482
6317 | 656.314 |  |  |  | 6317 | 656.3812 | [5 empty] | 6322 | 656.524
6318 | 656.356 |  |  |  | 6318 | 656.4232 | [5 empty] | 6323 | 656.566
6319 | 656.398 |  |  |  | 6319 | 656.4653 | [5 empty] | 6324 | 656.608
6320 | 656.44 |  |  |  | 6320 | 656.5073 | [5 empty] | 6325 | 656.65
6321 | 656.482 |  |  |  | 6321 | 656.5493 | [5 empty] | 6326 | 656.692
6322 | 656.524 |  |  |  | 6322 | 656.5913 | [5 empty] | 6327 | 656.734
6323 | 656.566 |  |  |  | 6323 | 656.6333 | [5 empty] | 6328 | 656.776
6324 | 656.608 |  |  |  | 6324 | 656.6753 | [5 empty] | 6329 | 656.818
6325 | 656.65 |  |  |  | 6325 | 656.7173 | [5 empty] | 6330 | 656.86
6326 | 656.692 |  |  |  | 6326 | 656.7593 | [5 empty] | 6331 | 656.902
6327 | 656.734 |  |  |  | 6327 | 656.8013 | [5 empty] | 6332 | 656.944
6328 | 656.776 |  |  |  | 6328 | 656.8433 | [5 empty] | 6333 | 656.986
6329 | 656.818 |  |  |  | 6329 | 656.8853 | [5 empty] | 6334 | 657.028
6330 | 656.86 |  |  |  | 6330 | 656.9273 | [5 empty] | 6335 | 657.07
6331 | 656.902 |  |  |  | 6331 | 656.9694 | [5 empty] | 6336 | 657.112
6332 | 656.944 |  |  |  | 6332 | 657.0114 | [5 empty] | 6337 | 657.154
6333 | 656.986 |  |  |  | 6333 | 657.0534 | [5 empty] | 6338 | 657.196
6334 | 657.028 |  |  |  | 6334 | 657.0954 | [5 empty] | 6339 | 657.238
6335 | 657.07 |  |  |  | 6335 | 657.1374 | [5 empty] | 6340 | 657.28
6336 | 657.112 |  |  |  | 6336 | 657.1794 | [5 empty] | 6341 | 657.322
6337 | 657.154 |  |  |  | 6337 | 657.2214 | [5 empty] | 6342 | 657.364
6338 | 657.196 |  |  |  | 6338 | 657.2634 | [5 empty] | 6343 | 657.406
6339 | 657.238 |  |  |  | 6339 | 657.3054 | [5 empty] | 6344 | 657.448
6340 | 657.28 |  |  |  | 6340 | 657.3474 | [5 empty] | 6345 | 657.49
6341 | 657.322 |  |  |  | 6341 | 657.3894 | [5 empty] | 6346 | 657.532
6342 | 657.364 |  |  |  | 6342 | 657.4314 | [5 empty] | 6347 | 657.574
6343 | 657.406 |  |  |  | 6343 | 657.4734 | [5 empty] | 6348 | 657.616
6344 | 657.448 |  |  |  | 6344 | 657.5155 | [5 empty] | 6349 | 657.658
6345 | 657.49 |  |  |  | 6345 | 657.5575 | [5 empty] | 6350 | 657.7
6346 | 657.532 |  |  |  | 6346 | 657.5995 | [5 empty] | 6351 | 657.742
6347 | 657.574 |  |  |  | 6347 | 657.6415 | [5 empty] | 6352 | 657.784
6348 | 657.616 |  |  |  | 6348 | 657.6835 | [5 empty] | 6353 | 657.826
6349 | 657.658 |  |  |  | 6349 | 657.7255 | [5 empty] | 6354 | 657.868
6350 | 657.7 |  |  |  | 6350 | 657.7675 | [5 empty] | 6355 | 657.91
6351 | 657.742 |  |  |  | 6351 | 657.8095 | [5 empty] | 6356 | 657.952
6352 | 657.784 |  |  |  | 6352 | 657.8515 | [5 empty] | 6357 | 657.994
6353 | 657.826 |  |  |  | 6353 | 657.8935 | [5 empty] | 6358 | 658.036
6354 | 657.868 |  |  |  | 6354 | 657.9355 | [5 empty] | 6359 | 658.078
6355 | 657.91 |  |  |  | 6355 | 657.9775 | [5 empty] | 6360 | 658.12
6356 | 657.952 |  |  |  | 6356 | 658.0196 | [5 empty] | 6361 | 658.162
6357 | 657.994 |  |  |  | 6357 | 658.0616 | [5 empty] | 6362 | 658.204
6358 | 658.036 |  |  |  | 6358 | 658.1036 | [5 empty] | 6363 | 658.246
6359 | 658.078 |  |  |  | 6359 | 658.1456 | [5 empty] | 6364 | 658.288
6360 | 658.12 |  |  |  | 6360 | 658.1876 | [5 empty] | 6365 | 658.33
6361 | 658.162 |  |  |  | 6361 | 658.2296 | [5 empty] | 6366 | 658.372
6362 | 658.204 |  |  |  | 6362 | 658.2716 | [5 empty] | 6367 | 658.414
6363 | 658.246 |  |  |  | 6363 | 658.3136 | [5 empty] | 6368 | 658.456
6364 | 658.288 |  |  |  | 6364 | 658.3556 | [5 empty] | 6369 | 658.498
6365 | 658.33 |  |  |  | 6365 | 658.3976 | [5 empty] | 6370 | 658.54
6366 | 658.372 |  |  |  | 6366 | 658.4396 | [5 empty] | 6371 | 658.582
6367 | 658.414 |  |  |  | 6367 | 658.4816 | [5 empty] | 6372 | 658.624
6368 | 658.456 |  |  |  | 6368 | 658.5236 | [5 empty] | 6373 | 658.666
6369 | 658.498 |  |  |  | 6369 | 658.5657 | [5 empty] | 6374 | 658.708
6370 | 658.54 |  |  |  | 6370 | 658.6077 | [5 empty] | 6375 | 658.75
6371 | 658.582 |  |  |  | 6371 | 658.6497 | [5 empty] | 6376 | 658.792
6372 | 658.624 |  |  |  | 6372 | 658.6917 | [5 empty] | 6377 | 658.834
6373 | 658.666 |  |  |  | 6373 | 658.7337 | [5 empty] | 6378 | 658.876
6374 | 658.708 |  |  |  | 6374 | 658.7757 | [5 empty] | 6379 | 658.918
6375 | 658.75 |  |  |  | 6375 | 658.8177 | [5 empty] | 6380 | 658.96
6376 | 658.792 |  |  |  | 6376 | 658.8597 | [5 empty] | 6381 | 659.002
6377 | 658.834 |  |  |  | 6377 | 658.9017 | [5 empty] | 6382 | 659.044
6378 | 658.876 |  |  |  | 6378 | 658.9437 | [5 empty] | 6383 | 659.086
6379 | 658.918 |  |  |  | 6379 | 658.9857 | [5 empty] | 6384 | 659.128
6380 | 658.96 |  |  |  | 6380 | 659.0277 | [5 empty] | 6385 | 659.17
6381 | 659.002 |  |  |  | 6381 | 659.0697 | [5 empty] | 6386 | 659.212
6382 | 659.044 |  |  |  | 6382 | 659.1118 | [5 empty] | 6387 | 659.254
6383 | 659.086 |  |  |  | 6383 | 659.1538 | [5 empty] | 6388 | 659.296
6384 | 659.128 |  |  |  | 6384 | 659.1958 | [5 empty] | 6389 | 659.338
6385 | 659.17 |  |  |  | 6385 | 659.2378 | [5 empty] | 6390 | 659.38
6386 | 659.212 |  |  |  | 6386 | 659.2798 | [5 empty] | 6391 | 659.422
6387 | 659.254 |  |  |  | 6387 | 659.3218 | [5 empty] | 6392 | 659.464
6388 | 659.296 |  |  |  | 6388 | 659.3638 | [5 empty] | 6393 | 659.506
6389 | 659.338 |  |  |  | 6389 | 659.4058 | [5 empty] | 6394 | 659.548
6390 | 659.38 |  |  |  | 6390 | 659.4478 | [5 empty] | 6395 | 659.59
6391 | 659.422 |  |  |  | 6391 | 659.4898 | [5 empty] | 6396 | 659.632
6392 | 659.464 |  |  |  | 6392 | 659.5318 | [5 empty] | 6397 | 659.674
6393 | 659.506 |  |  |  | 6393 | 659.5738 | [5 empty] | 6398 | 659.716
6394 | 659.548 |  |  |  | 6394 | 659.6159 | [5 empty] | 6399 | 659.758
6395 | 659.59 |  |  |  | 6395 | 659.6579 | [5 empty] | 6400 | 659.8
6396 | 659.632 |  |  |  | 6396 | 659.6999 | [5 empty] | 6401 | 659.842
6397 | 659.674 |  |  |  | 6397 | 659.7419 | [5 empty] | 6402 | 659.884
6398 | 659.716 |  |  |  | 6398 | 659.7839 | [5 empty] | 6403 | 659.926
6399 | 659.758 |  |  |  | 6399 | 659.8259 | [5 empty] | 6404 | 659.968
6400 | 659.8 |  |  |  | 6400 | 659.8679 | [5 empty] | 6405 | 660.01
6401 | 659.842 |  |  |  | 6401 | 659.9099 | [5 empty] | 6406 | 660.052
6402 | 659.884 |  |  |  | 6402 | 659.9519 | [5 empty] | 6407 | 660.094
6403 | 659.926 |  |  |  | 6403 | 659.9939 | [5 empty] | 6408 | 660.136
6404 | 659.968 |  |  |  | 6404 | 660.0359 | [5 empty] | 6409 | 660.178
6405 | 660.01 |  |  |  | 6405 | 660.0779 | [5 empty] | 6410 | 660.22
6406 | 660.052 |  |  |  | 6406 | 660.1199 | [5 empty] | 6411 | 660.262
6407 | 660.094 |  |  |  | 6407 | 660.162 | [5 empty] | 6412 | 660.304
6408 | 660.136 |  |  |  | 6408 | 660.204 | [5 empty] | 6413 | 660.346
6409 | 660.178 |  |  |  | 6409 | 660.246 | [5 empty] | 6414 | 660.388
6410 | 660.22 |  |  |  | 6410 | 660.288 | [5 empty] | 6415 | 660.43
6411 | 660.262 |  |  |  | 6411 | 660.33 | [5 empty] | 6416 | 660.472
6412 | 660.304 |  |  |  | 6412 | 660.372 | [5 empty] | 6417 | 660.514
6413 | 660.346 |  |  |  | 6413 | 660.414 | [5 empty] | 6418 | 660.556
6414 | 660.388 |  |  |  | 6414 | 660.456 | [5 empty] | 6419 | 660.598
6415 | 660.43 |  |  |  | 6415 | 660.498 | [5 empty] | 6420 | 660.64
6416 | 660.472 |  |  |  | 6416 | 660.54 | [5 empty] | 6421 | 660.682
6417 | 660.514 |  |  |  | 6417 | 660.582 | [5 empty] | 6422 | 660.724
6418 | 660.556 |  |  |  | 6418 | 660.624 | [5 empty] | 6423 | 660.766
6419 | 660.598 |  |  |  | 6419 | 660.6661 | [5 empty] | 6424 | 660.808
6420 | 660.64 |  |  |  | 6420 | 660.7081 | [5 empty] | 6425 | 660.85
6421 | 660.682 |  |  |  | 6421 | 660.7501 | [5 empty] | 6426 | 660.892
6422 | 660.724 |  |  |  | 6422 | 660.7921 | [5 empty] | 6427 | 660.934
6423 | 660.766 |  |  |  | 6423 | 660.8341 | [5 empty] | 6428 | 660.976
6424 | 660.808 |  |  |  | 6424 | 660.8761 | [5 empty] | 6429 | 661.018
6425 | 660.85 |  |  |  | 6425 | 660.9181 | [5 empty] | 6430 | 661.06
6426 | 660.892 |  |  |  | 6426 | 660.9601 | [5 empty] | 6431 | 661.102
6427 | 660.934 |  |  |  | 6427 | 661.0021 | [5 empty] | 6432 | 661.144
6428 | 660.976 |  |  |  | 6428 | 661.0441 | [5 empty] | 6433 | 661.186
6429 | 661.018 |  |  |  | 6429 | 661.0861 | [5 empty] | 6434 | 661.228
6430 | 661.06 |  |  |  | 6430 | 661.1281 | [5 empty] | 6435 | 661.27
6431 | 661.102 |  |  |  | 6431 | 661.1701 | [5 empty] | 6436 | 661.312
6432 | 661.144 |  |  |  | 6432 | 661.2122 | [5 empty] | 6437 | 661.354
6433 | 661.186 |  |  |  | 6433 | 661.2542 | [5 empty] | 6438 | 661.396
6434 | 661.228 |  |  |  | 6434 | 661.2962 | [5 empty] | 6439 | 661.438
6435 | 661.27 |  |  |  | 6435 | 661.3382 | [5 empty] | 6440 | 661.48
6436 | 661.312 |  |  |  | 6436 | 661.3802 | [5 empty] | 6441 | 661.522
6437 | 661.354 |  |  |  | 6437 | 661.4222 | [5 empty] | 6442 | 661.564
6438 | 661.396 |  |  |  | 6438 | 661.4642 | [5 empty] | 6443 | 661.606
6439 | 661.438 |  |  |  | 6439 | 661.5062 | [5 empty] | 6444 | 661.648
6440 | 661.48 |  |  |  | 6440 | 661.5482 | [5 empty] | 6445 | 661.69
6441 | 661.522 |  |  |  | 6441 | 661.5902 | [5 empty] | 6446 | 661.732
6442 | 661.564 |  |  |  | 6442 | 661.6322 | [5 empty] | 6447 | 661.774
6443 | 661.606 |  |  |  | 6443 | 661.6742 | [5 empty] | 6448 | 661.816
6444 | 661.648 |  |  |  | 6444 | 661.7162 | [5 empty] | 6449 | 661.858
6445 | 661.69 |  |  |  | 6445 | 661.7583 | [5 empty] | 6450 | 661.9
6446 | 661.732 |  |  |  | 6446 | 661.8003 | [5 empty] | 6451 | 661.942
6447 | 661.774 |  |  |  | 6447 | 661.8423 | [5 empty] | 6452 | 661.984
6448 | 661.816 |  |  |  | 6448 | 661.8843 | [5 empty] | 6453 | 662.026
6449 | 661.858 |  |  |  | 6449 | 661.9263 | [5 empty] | 6454 | 662.068
6450 | 661.9 |  |  |  | 6450 | 661.9683 | [5 empty] | 6455 | 662.11
6451 | 661.942 |  |  |  | 6451 | 662.0103 | [5 empty] | 6456 | 662.152
6452 | 661.984 |  |  |  | 6452 | 662.0523 | [5 empty] | 6457 | 662.194
6453 | 662.026 |  |  |  | 6453 | 662.0943 | [5 empty] | 6458 | 662.236
6454 | 662.068 |  |  |  | 6454 | 662.1363 | [5 empty] | 6459 | 662.278
6455 | 662.11 |  |  |  | 6455 | 662.1783 | [5 empty] | 6460 | 662.32
6456 | 662.152 |  |  |  | 6456 | 662.2203 | [5 empty] | 6461 | 662.362
6457 | 662.194 |  |  |  | 6457 | 662.2624 | [5 empty] | 6462 | 662.404
6458 | 662.236 |  |  |  | 6458 | 662.3044 | [5 empty] | 6463 | 662.446
6459 | 662.278 |  |  |  | 6459 | 662.3464 | [5 empty] | 6464 | 662.488
6460 | 662.32 |  |  |  | 6460 | 662.3884 | [5 empty] | 6465 | 662.53
6461 | 662.362 |  |  |  | 6461 | 662.4304 | [5 empty] | 6466 | 662.572
6462 | 662.404 |  |  |  | 6462 | 662.4724 | [5 empty] | 6467 | 662.614
6463 | 662.446 |  |  |  | 6463 | 662.5144 | [5 empty] | 6468 | 662.656
6464 | 662.488 |  |  |  | 6464 | 662.5564 | [5 empty] | 6469 | 662.698
6465 | 662.53 |  |  |  | 6465 | 662.5984 | [5 empty] | 6470 | 662.74
6466 | 662.572 |  |  |  | 6466 | 662.6404 | [5 empty] | 6471 | 662.782
6467 | 662.614 |  |  |  | 6467 | 662.6824 | [5 empty] | 6472 | 662.824
6468 | 662.656 |  |  |  | 6468 | 662.7244 | [5 empty] | 6473 | 662.866
6469 | 662.698 |  |  |  | 6469 | 662.7664 | [5 empty] | 6474 | 662.908
6470 | 662.74 |  |  |  | 6470 | 662.8085 | [5 empty] | 6475 | 662.95
6471 | 662.782 |  |  |  | 6471 | 662.8505 | [5 empty] | 6476 | 662.992
6472 | 662.824 |  |  |  | 6472 | 662.8925 | [5 empty] | 6477 | 663.034
6473 | 662.866 |  |  |  | 6473 | 662.9345 | [5 empty] | 6478 | 663.076
6474 | 662.908 |  |  |  | 6474 | 662.9765 | [5 empty] | 6479 | 663.118
6475 | 662.95 |  |  |  | 6475 | 663.0185 | [5 empty] | 6480 | 663.16
6476 | 662.992 |  |  |  | 6476 | 663.0605 | [5 empty] | 6481 | 663.202
6477 | 663.034 |  |  |  | 6477 | 663.1025 | [5 empty] | 6482 | 663.244
6478 | 663.076 |  |  |  | 6478 | 663.1445 | [5 empty] | 6483 | 663.286
6479 | 663.118 |  |  |  | 6479 | 663.1865 | [5 empty] | 6484 | 663.328
6480 | 663.16 |  |  |  | 6480 | 663.2285 | [5 empty] | 6485 | 663.37
6481 | 663.202 |  |  |  | 6481 | 663.2705 | [5 empty] | 6486 | 663.412
6482 | 663.244 |  |  |  | 6482 | 663.3125 | [5 empty] | 6487 | 663.454
6483 | 663.286 |  |  |  | 6483 | 663.3546 | [5 empty] | 6488 | 663.496
6484 | 663.328 |  |  |  | 6484 | 663.3966 | [5 empty] | 6489 | 663.538
6485 | 663.37 |  |  |  | 6485 | 663.4386 | [5 empty] | 6490 | 663.58
6486 | 663.412 |  |  |  | 6486 | 663.4806 | [5 empty] | 6491 | 663.622
6487 | 663.454 |  |  |  | 6487 | 663.5226 | [5 empty] | 6492 | 663.664
6488 | 663.496 |  |  |  | 6488 | 663.5646 | [5 empty] | 6493 | 663.706
6489 | 663.538 |  |  |  | 6489 | 663.6066 | [5 empty] | 6494 | 663.748
6490 | 663.58 |  |  |  | 6490 | 663.6486 | [5 empty] | 6495 | 663.79
6491 | 663.622 |  |  |  | 6491 | 663.6906 | [5 empty] | 6496 | 663.832
6492 | 663.664 |  |  |  | 6492 | 663.7326 | [5 empty] | 6497 | 663.874
6493 | 663.706 |  |  |  | 6493 | 663.7746 | [5 empty] | 6498 | 663.916
6494 | 663.748 |  |  |  | 6494 | 663.8166 | [5 empty] | 6499 | 663.958
6495 | 663.79 |  |  |  | 6495 | 663.8587 | [5 empty] | 6500 | 664
6496 | 663.832 |  |  |  | 6496 | 663.9007 | [5 empty] | 6501 | 664.042
6497 | 663.874 |  |  |  | 6497 | 663.9427 | [5 empty] | 6502 | 664.084
6498 | 663.916 |  |  |  | 6498 | 663.9847 | [5 empty] | 6503 | 664.126
6499 | 663.958 |  |  |  | 6499 | 664.0267 | [5 empty] | 6504 | 664.168
6500 | 664 |  |  |  | 6500 | 664.0687 | [5 empty] | 6505 | 664.21
6501 | 664.042 |  |  |  | 6501 | 664.1107 | [5 empty] | 6506 | 664.252
6502 | 664.084 |  |  |  | 6502 | 664.1527 | [5 empty] | 6507 | 664.294
6503 | 664.126 |  |  |  | 6503 | 664.1947 | [5 empty] | 6508 | 664.336
6504 | 664.168 |  |  |  | 6504 | 664.2367 | [5 empty] | 6509 | 664.378
6505 | 664.21 |  |  |  | 6505 | 664.2787 | [5 empty] | 6510 | 664.42
6506 | 664.252 |  |  |  | 6506 | 664.3207 | [5 empty] | 6511 | 664.462
6507 | 664.294 |  |  |  | 6507 | 664.3627 | [5 empty] | 6512 | 664.504
6508 | 664.336 |  |  |  | 6508 | 664.4048 | [5 empty] | 6513 | 664.546
6509 | 664.378 |  |  |  | 6509 | 664.4468 | [5 empty] | 6514 | 664.588
6510 | 664.42 |  |  |  | 6510 | 664.4888 | [5 empty] | 6515 | 664.63
6511 | 664.462 |  |  |  | 6511 | 664.5308 | [5 empty] | 6516 | 664.672
6512 | 664.504 |  |  |  | 6512 | 664.5728 | [5 empty] | 6517 | 664.714
6513 | 664.546 |  |  |  | 6513 | 664.6148 | [5 empty] | 6518 | 664.756
6514 | 664.588 |  |  |  | 6514 | 664.6568 | [5 empty] | 6519 | 664.798
6515 | 664.63 |  |  |  | 6515 | 664.6988 | [5 empty] | 6520 | 664.84
6516 | 664.672 |  |  |  | 6516 | 664.7408 | [5 empty] | 6521 | 664.882
6517 | 664.714 |  |  |  | 6517 | 664.7828 | [5 empty] | 6522 | 664.924
6518 | 664.756 |  |  |  | 6518 | 664.8248 | [5 empty] | 6523 | 664.966
6519 | 664.798 |  |  |  | 6519 | 664.8668 | [5 empty] | 6524 | 665.008
6520 | 664.84 |  |  |  | 6520 | 664.9089 | [5 empty] | 6525 | 665.05
6521 | 664.882 |  |  |  | 6521 | 664.9509 | [5 empty] | 6526 | 665.092
6522 | 664.924 |  |  |  | 6522 | 664.9929 | [5 empty] | 6527 | 665.134
6523 | 664.966 |  |  |  | 6523 | 665.0349 | [5 empty] | 6528 | 665.176
6524 | 665.008 |  |  |  | 6524 | 665.0769 | [5 empty] | 6529 | 665.218
6525 | 665.05 |  |  |  | 6525 | 665.1189 | [5 empty] | 6530 | 665.26
6526 | 665.092 |  |  |  | 6526 | 665.1609 | [5 empty] | 6531 | 665.302
6527 | 665.134 |  |  |  | 6527 | 665.2029 | [5 empty] | 6532 | 665.344
6528 | 665.176 |  |  |  | 6528 | 665.2449 | [5 empty] | 6533 | 665.386
6529 | 665.218 |  |  |  | 6529 | 665.2869 | [5 empty] | 6534 | 665.428
6530 | 665.26 |  |  |  | 6530 | 665.3289 | [5 empty] | 6535 | 665.47
6531 | 665.302 |  |  |  | 6531 | 665.3709 | [5 empty] | 6536 | 665.512
6532 | 665.344 |  |  |  | 6532 | 665.4129 | [5 empty] | 6537 | 665.554
6533 | 665.386 |  |  |  | 6533 | 665.455 | [5 empty] | 6538 | 665.596
6534 | 665.428 |  |  |  | 6534 | 665.497 | [5 empty] | 6539 | 665.638
6535 | 665.47 |  |  |  | 6535 | 665.539 | [5 empty] | 6540 | 665.68
6536 | 665.512 |  |  |  | 6536 | 665.581 | [5 empty] | 6541 | 665.722
6537 | 665.554 |  |  |  | 6537 | 665.623 | [5 empty] | 6542 | 665.764
6538 | 665.596 |  |  |  | 6538 | 665.665 | [5 empty] | 6543 | 665.806
6539 | 665.638 |  |  |  | 6539 | 665.707 | [5 empty] | 6544 | 665.848
6540 | 665.68 |  |  |  | 6540 | 665.749 | [5 empty] | 6545 | 665.89
6541 | 665.722 |  |  |  | 6541 | 665.791 | [5 empty] | 6546 | 665.932
6542 | 665.764 |  |  |  | 6542 | 665.833 | [5 empty] | 6547 | 665.974
6543 | 665.806 |  |  |  | 6543 | 665.875 | [5 empty] | 6548 | 666.016
6544 | 665.848 |  |  |  | 6544 | 665.917 | [5 empty] | 6549 | 666.058
6545 | 665.89 |  |  |  | 6545 | 665.959 | [5 empty] | 6550 | 666.1
6546 | 665.932 |  |  |  | 6546 | 666.0011 | [5 empty] | 6551 | 666.142
6547 | 665.974 |  |  |  | 6547 | 666.0431 | [5 empty] | 6552 | 666.184
6548 | 666.016 |  |  |  | 6548 | 666.0851 | [5 empty] | 6553 | 666.226
6549 | 666.058 |  |  |  | 6549 | 666.1271 | [5 empty] | 6554 | 666.268
6550 | 666.1 |  |  |  | 6550 | 666.1691 | [5 empty] | 6555 | 666.31
6551 | 666.142 |  |  |  | 6551 | 666.2111 | [5 empty] | 6556 | 666.352
6552 | 666.184 |  |  |  | 6552 | 666.2531 | [5 empty] | 6557 | 666.394
6553 | 666.226 |  |  |  | 6553 | 666.2951 | [5 empty] | 6558 | 666.436
6554 | 666.268 |  |  |  | 6554 | 666.3371 | [5 empty] | 6559 | 666.478
6555 | 666.31 |  |  |  | 6555 | 666.3791 | [5 empty] | 6560 | 666.52
6556 | 666.352 |  |  |  | 6556 | 666.4211 | [5 empty] | 6561 | 666.562
6557 | 666.394 |  |  |  | 6557 | 666.4631 | [5 empty] | 6562 | 666.604
6558 | 666.436 |  |  |  | 6558 | 666.5052 | [5 empty] | 6563 | 666.646
6559 | 666.478 |  |  |  | 6559 | 666.5472 | [5 empty] | 6564 | 666.688
6560 | 666.52 |  |  |  | 6560 | 666.5892 | [5 empty] | 6565 | 666.73
6561 | 666.562 |  |  |  | 6561 | 666.6312 | [5 empty] | 6566 | 666.772
6562 | 666.604 |  |  |  | 6562 | 666.6732 | [5 empty] | 6567 | 666.814
6563 | 666.646 |  |  |  | 6563 | 666.7152 | [5 empty] | 6568 | 666.856
6564 | 666.688 |  |  |  | 6564 | 666.7572 | [5 empty] | 6569 | 666.898
6565 | 666.73 |  |  |  | 6565 | 666.7992 | [5 empty] | 6570 | 666.94
6566 | 666.772 |  |  |  | 6566 | 666.8412 | [5 empty] | 6571 | 666.982
6567 | 666.814 |  |  |  | 6567 | 666.8832 | [5 empty] | 6572 | 667.024
6568 | 666.856 |  |  |  | 6568 | 666.9252 | [5 empty] | 6573 | 667.066
6569 | 666.898 |  |  |  | 6569 | 666.9672 | [5 empty] | 6574 | 667.108
6570 | 666.94 |  |  |  | 6570 | 667.0092 | [5 empty] | 6575 | 667.15
6571 | 666.982 |  |  |  | 6571 | 667.0513 | [5 empty] | 6576 | 667.192
6572 | 667.024 |  |  |  | 6572 | 667.0933 | [5 empty] | 6577 | 667.234
6573 | 667.066 |  |  |  | 6573 | 667.1353 | [5 empty] | 6578 | 667.276
6574 | 667.108 |  |  |  | 6574 | 667.1773 | [5 empty] | 6579 | 667.318
6575 | 667.15 |  |  |  | 6575 | 667.2193 | [5 empty] | 6580 | 667.36
6576 | 667.192 |  |  |  | 6576 | 667.2613 | [5 empty] | 6581 | 667.402
6577 | 667.234 |  |  |  | 6577 | 667.3033 | [5 empty] | 6582 | 667.444
6578 | 667.276 |  |  |  | 6578 | 667.3453 | [5 empty] | 6583 | 667.486
6579 | 667.318 |  |  |  | 6579 | 667.3873 | [5 empty] | 6584 | 667.528
6580 | 667.36 |  |  |  | 6580 | 667.4293 | [5 empty] | 6585 | 667.57
6581 | 667.402 |  |  |  | 6581 | 667.4713 | [5 empty] | 6586 | 667.612
6582 | 667.444 |  |  |  | 6582 | 667.5133 | [5 empty] | 6587 | 667.654
6583 | 667.486 |  |  |  | 6583 | 667.5554 | [5 empty] | 6588 | 667.696
6584 | 667.528 |  |  |  | 6584 | 667.5974 | [5 empty] | 6589 | 667.738
6585 | 667.57 |  |  |  | 6585 | 667.6394 | [5 empty] | 6590 | 667.78
6586 | 667.612 |  |  |  | 6586 | 667.6814 | [5 empty] | 6591 | 667.822
6587 | 667.654 |  |  |  | 6587 | 667.7234 | [5 empty] | 6592 | 667.864
6588 | 667.696 |  |  |  | 6588 | 667.7654 | [5 empty] | 6593 | 667.906
6589 | 667.738 |  |  |  | 6589 | 667.8074 | [5 empty] | 6594 | 667.948
6590 | 667.78 |  |  |  | 6590 | 667.8494 | [5 empty] | 6595 | 667.99
6591 | 667.822 |  |  |  | 6591 | 667.8914 | [5 empty] | 6596 | 668.032
6592 | 667.864 |  |  |  | 6592 | 667.9334 | [5 empty] | 6597 | 668.074
6593 | 667.906 |  |  |  | 6593 | 667.9754 | [5 empty] | 6598 | 668.116
6594 | 667.948 |  |  |  | 6594 | 668.0174 | [5 empty] | 6599 | 668.158
6595 | 667.99 |  |  |  | 6595 | 668.0594 | [5 empty] | 6600 | 668.2
6596 | 668.032 |  |  |  | 6596 | 668.1015 | [5 empty] | 6601 | 668.242
6597 | 668.074 |  |  |  | 6597 | 668.1435 | [5 empty] | 6602 | 668.284
6598 | 668.116 |  |  |  | 6598 | 668.1855 | [5 empty] | 6603 | 668.326
6599 | 668.158 |  |  |  | 6599 | 668.2275 | [5 empty] | 6604 | 668.368
6600 | 668.2 |  |  |  | 6600 | 668.2695 | [5 empty] | 6605 | 668.41
6601 | 668.242 |  |  |  | 6601 | 668.3115 | [5 empty] | 6606 | 668.452
6602 | 668.284 |  |  |  | 6602 | 668.3535 | [5 empty] | 6607 | 668.494
6603 | 668.326 |  |  |  | 6603 | 668.3955 | [5 empty] | 6608 | 668.536
6604 | 668.368 |  |  |  | 6604 | 668.4375 | [5 empty] | 6609 | 668.578
6605 | 668.41 |  |  |  | 6605 | 668.4795 | [5 empty] | 6610 | 668.62
6606 | 668.452 |  |  |  | 6606 | 668.5215 | [5 empty] | 6611 | 668.662
6607 | 668.494 |  |  |  | 6607 | 668.5635 | [5 empty] | 6612 | 668.704
6608 | 668.536 |  |  |  | 6608 | 668.6055 | [5 empty] | 6613 | 668.746
6609 | 668.578 |  |  |  | 6609 | 668.6476 | [5 empty] | 6614 | 668.788
6610 | 668.62 |  |  |  | 6610 | 668.6896 | [5 empty] | 6615 | 668.83
6611 | 668.662 |  |  |  | 6611 | 668.7316 | [5 empty] | 6616 | 668.872
6612 | 668.704 |  |  |  | 6612 | 668.7736 | [5 empty] | 6617 | 668.914
6613 | 668.746 |  |  |  | 6613 | 668.8156 | [5 empty] | 6618 | 668.956
6614 | 668.788 |  |  |  | 6614 | 668.8576 | [5 empty] | 6619 | 668.998
6615 | 668.83 |  |  |  | 6615 | 668.8996 | [5 empty] | 6620 | 669.04
6616 | 668.872 |  |  |  | 6616 | 668.9416 | [5 empty] | 6621 | 669.082
6617 | 668.914 |  |  |  | 6617 | 668.9836 | [5 empty] | 6622 | 669.124
6618 | 668.956 |  |  |  | 6618 | 669.0256 | [5 empty] | 6623 | 669.166
6619 | 668.998 |  |  |  | 6619 | 669.0676 | [5 empty] | 6624 | 669.208
6620 | 669.04 |  |  |  | 6620 | 669.1096 | [5 empty] | 6625 | 669.25
6621 | 669.082 |  |  |  | 6621 | 669.1517 | [5 empty] | 6626 | 669.292
6622 | 669.124 |  |  |  | 6622 | 669.1937 | [5 empty] | 6627 | 669.334
6623 | 669.166 |  |  |  | 6623 | 669.2357 | [5 empty] | 6628 | 669.376
6624 | 669.208 |  |  |  | 6624 | 669.2777 | [5 empty] | 6629 | 669.418
6625 | 669.25 |  |  |  | 6625 | 669.3197 | [5 empty] | 6630 | 669.46
6626 | 669.292 |  |  |  | 6626 | 669.3617 | [5 empty] | 6631 | 669.502
6627 | 669.334 |  |  |  | 6627 | 669.4037 | [5 empty] | 6632 | 669.544
6628 | 669.376 |  |  |  | 6628 | 669.4457 | [5 empty] | 6633 | 669.586
6629 | 669.418 |  |  |  | 6629 | 669.4877 | [5 empty] | 6634 | 669.628
6630 | 669.46 |  |  |  | 6630 | 669.5297 | [5 empty] | 6635 | 669.67
6631 | 669.502 |  |  |  | 6631 | 669.5717 | [5 empty] | 6636 | 669.712
6632 | 669.544 |  |  |  | 6632 | 669.6137 | [5 empty] | 6637 | 669.754
6633 | 669.586 |  |  |  | 6633 | 669.6557 | [5 empty] | 6638 | 669.796
6634 | 669.628 |  |  |  | 6634 | 669.6978 | [5 empty] | 6639 | 669.838
6635 | 669.67 |  |  |  | 6635 | 669.7398 | [5 empty] | 6640 | 669.88
6636 | 669.712 |  |  |  | 6636 | 669.7818 | [5 empty] | 6641 | 669.922
6637 | 669.754 |  |  |  | 6637 | 669.8238 | [5 empty] | 6642 | 669.964
6638 | 669.796 |  |  |  | 6638 | 669.8658 | [5 empty] | 6643 | 670.006
6639 | 669.838 |  |  |  | 6639 | 669.9078 | [5 empty] | 6644 | 670.048
6640 | 669.88 |  |  |  | 6640 | 669.9498 | [5 empty] | 6645 | 670.09
6641 | 669.922 |  |  |  | 6641 | 669.9918 | [5 empty] | 6646 | 670.132
6642 | 669.964 |  |  |  | 6642 | 670.0338 | [5 empty] | 6647 | 670.174
6643 | 670.006 |  |  |  | 6643 | 670.0758 | [5 empty] | 6648 | 670.216
6644 | 670.048 |  |  |  | 6644 | 670.1178 | [5 empty] | 6649 | 670.258
6645 | 670.09 |  |  |  | 6645 | 670.1598 | [5 empty] | 6650 | 670.3
6646 | 670.132 |  |  |  | 6646 | 670.2018 | [5 empty] | 6651 | 670.342
6647 | 670.174 |  |  |  | 6647 | 670.2439 | [5 empty] | 6652 | 670.384
6648 | 670.216 |  |  |  | 6648 | 670.2859 | [5 empty] | 6653 | 670.426
6649 | 670.258 |  |  |  | 6649 | 670.3279 | [5 empty] | 6654 | 670.468
6650 | 670.3 |  |  |  | 6650 | 670.3699 | [5 empty] | 6655 | 670.51
6651 | 670.342 |  |  |  | 6651 | 670.4119 | [5 empty] | 6656 | 670.552
6652 | 670.384 |  |  |  | 6652 | 670.4539 | [5 empty] | 6657 | 670.594
6653 | 670.426 |  |  |  | 6653 | 670.4959 | [5 empty] | 6658 | 670.636
6654 | 670.468 |  |  |  | 6654 | 670.5379 | [5 empty] | 6659 | 670.678
6655 | 670.51 |  |  |  | 6655 | 670.5799 | [5 empty] | 6660 | 670.72
6656 | 670.552 |  |  |  | 6656 | 670.6219 | [5 empty] | 6661 | 670.762
6657 | 670.594 |  |  |  | 6657 | 670.6639 | [5 empty] | 6662 | 670.804
6658 | 670.636 |  |  |  | 6658 | 670.7059 | [5 empty] | 6663 | 670.846
6659 | 670.678 |  |  |  | 6659 | 670.748 | [5 empty] | 6664 | 670.888
6660 | 670.72 |  |  |  | 6660 | 670.79 | [5 empty] | 6665 | 670.93
6661 | 670.762 |  |  |  | 6661 | 670.832 | [5 empty] | 6666 | 670.972
6662 | 670.804 |  |  |  | 6662 | 670.874 | [5 empty] | 6667 | 671.014
6663 | 670.846 |  |  |  | 6663 | 670.916 | [5 empty] | 6668 | 671.056
6664 | 670.888 |  |  |  | 6664 | 670.958 | [5 empty] | 6669 | 671.098
6665 | 670.93 |  |  |  | 6665 | 671 | [5 empty] | 6670 | 671.14
6666 | 670.972 |  |  |  | 6666 | 671.042 | [5 empty] | 6671 | 671.182
6667 | 671.014 |  |  |  | 6667 | 671.084 | [5 empty] | 6672 | 671.224
6668 | 671.056 |  |  |  | 6668 | 671.126 | [5 empty] | 6673 | 671.266
6669 | 671.098 |  |  |  | 6669 | 671.168 | [5 empty] | 6674 | 671.308
6670 | 671.14 |  |  |  | 6670 | 671.21 | [5 empty] | 6675 | 671.35
6671 | 671.182 |  |  |  | 6671 | 671.252 | [5 empty] | 6676 | 671.392
6672 | 671.224 |  |  |  | 6672 | 671.2941 | [5 empty] | 6677 | 671.434
6673 | 671.266 |  |  |  | 6673 | 671.3361 | [5 empty] | 6678 | 671.476
6674 | 671.308 |  |  |  | 6674 | 671.3781 | [5 empty] | 6679 | 671.518
6675 | 671.35 |  |  |  | 6675 | 671.4201 | [5 empty] | 6680 | 671.56
6676 | 671.392 |  |  |  | 6676 | 671.4621 | [5 empty] | 6681 | 671.602
6677 | 671.434 |  |  |  | 6677 | 671.5041 | [5 empty] | 6682 | 671.644
6678 | 671.476 |  |  |  | 6678 | 671.5461 | [5 empty] | 6683 | 671.686
6679 | 671.518 |  |  |  | 6679 | 671.5881 | [5 empty] | 6684 | 671.728
6680 | 671.56 |  |  |  | 6680 | 671.6301 | [5 empty] | 6685 | 671.77
6681 | 671.602 |  |  |  | 6681 | 671.6721 | [5 empty] | 6686 | 671.812
6682 | 671.644 |  |  |  | 6682 | 671.7141 | [5 empty] | 6687 | 671.854
6683 | 671.686 |  |  |  | 6683 | 671.7561 | [5 empty] | 6688 | 671.896
6684 | 671.728 |  |  |  | 6684 | 671.7982 | [5 empty] | 6689 | 671.938
6685 | 671.77 |  |  |  | 6685 | 671.8402 | [5 empty] | 6690 | 671.98
6686 | 671.812 |  |  |  | 6686 | 671.8822 | [5 empty] | 6691 | 672.022
6687 | 671.854 |  |  |  | 6687 | 671.9242 | [5 empty] | 6692 | 672.064
6688 | 671.896 |  |  |  | 6688 | 671.9662 | [5 empty] | 6693 | 672.106
6689 | 671.938 |  |  |  | 6689 | 672.0082 | [5 empty] | 6694 | 672.148
6690 | 671.98 |  |  |  | 6690 | 672.0502 | [5 empty] | 6695 | 672.19
6691 | 672.022 |  |  |  | 6691 | 672.0922 | [5 empty] | 6696 | 672.232
6692 | 672.064 |  |  |  | 6692 | 672.1342 | [5 empty] | 6697 | 672.274
6693 | 672.106 |  |  |  | 6693 | 672.1762 | [5 empty] | 6698 | 672.316
6694 | 672.148 |  |  |  | 6694 | 672.2182 | [5 empty] | 6699 | 672.358
6695 | 672.19 |  |  |  | 6695 | 672.2602 | [5 empty] | 6700 | 672.4
6696 | 672.232 |  |  |  | 6696 | 672.3022 | [5 empty] | 6701 | 672.442
6697 | 672.274 |  |  |  | 6697 | 672.3443 | [5 empty] | 6702 | 672.484
6698 | 672.316 |  |  |  | 6698 | 672.3863 | [5 empty] | 6703 | 672.526
6699 | 672.358 |  |  |  | 6699 | 672.4283 | [5 empty] | 6704 | 672.568
6700 | 672.4 |  |  |  | 6700 | 672.4703 | [5 empty] | 6705 | 672.61
6701 | 672.442 |  |  |  | 6701 | 672.5123 | [5 empty] | 6706 | 672.652
6702 | 672.484 |  |  |  | 6702 | 672.5543 | [5 empty] | 6707 | 672.694
6703 | 672.526 |  |  |  | 6703 | 672.5963 | [5 empty] | 6708 | 672.736
6704 | 672.568 |  |  |  | 6704 | 672.6383 | [5 empty] | 6709 | 672.778
6705 | 672.61 |  |  |  | 6705 | 672.6803 | [5 empty] | 6710 | 672.82
6706 | 672.652 |  |  |  | 6706 | 672.7223 | [5 empty] | 6711 | 672.862
6707 | 672.694 |  |  |  | 6707 | 672.7643 | [5 empty] | 6712 | 672.904
6708 | 672.736 |  |  |  | 6708 | 672.8063 | [5 empty] | 6713 | 672.946
6709 | 672.778 |  |  |  | 6709 | 672.8483 | [5 empty] | 6714 | 672.988
6710 | 672.82 |  |  |  | 6710 | 672.8904 | [5 empty] | 6715 | 673.03
6711 | 672.862 |  |  |  | 6711 | 672.9324 | [5 empty] | 6716 | 673.072
6712 | 672.904 |  |  |  | 6712 | 672.9744 | [5 empty] | 6717 | 673.114
6713 | 672.946 |  |  |  | 6713 | 673.0164 | [5 empty] | 6718 | 673.156
6714 | 672.988 |  |  |  | 6714 | 673.0584 | [5 empty] | 6719 | 673.198
6715 | 673.03 |  |  |  | 6715 | 673.1004 | [5 empty] | 6720 | 673.24
6716 | 673.072 |  |  |  | 6716 | 673.1424 | [5 empty] | 6721 | 673.282
6717 | 673.114 |  |  |  | 6717 | 673.1844 | [5 empty] | 6722 | 673.324
6718 | 673.156 |  |  |  | 6718 | 673.2264 | [5 empty] | 6723 | 673.366
6719 | 673.198 |  |  |  | 6719 | 673.2684 | [5 empty] | 6724 | 673.408
6720 | 673.24 |  |  |  | 6720 | 673.3104 | [5 empty] | 6725 | 673.45
6721 | 673.282 |  |  |  | 6721 | 673.3524 | [5 empty] | 6726 | 673.492
6722 | 673.324 |  |  |  | 6722 | 673.3945 | [5 empty] | 6727 | 673.534
6723 | 673.366 |  |  |  | 6723 | 673.4365 | [5 empty] | 6728 | 673.576
6724 | 673.408 |  |  |  | 6724 | 673.4785 | [5 empty] | 6729 | 673.618
6725 | 673.45 |  |  |  | 6725 | 673.5205 | [5 empty] | 6730 | 673.66
6726 | 673.492 |  |  |  | 6726 | 673.5625 | [5 empty] | 6731 | 673.702
6727 | 673.534 |  |  |  | 6727 | 673.6045 | [5 empty] | 6732 | 673.744
6728 | 673.576 |  |  |  | 6728 | 673.6465 | [5 empty] | 6733 | 673.786
6729 | 673.618 |  |  |  | 6729 | 673.6885 | [5 empty] | 6734 | 673.828
6730 | 673.66 |  |  |  | 6730 | 673.7305 | [5 empty] | 6735 | 673.87
6731 | 673.702 |  |  |  | 6731 | 673.7725 | [5 empty] | 6736 | 673.912
6732 | 673.744 |  |  |  | 6732 | 673.8145 | [5 empty] | 6737 | 673.954
6733 | 673.786 |  |  |  | 6733 | 673.8565 | [5 empty] | 6738 | 673.996
6734 | 673.828 |  |  |  | 6734 | 673.8985 | [5 empty] | 6739 | 674.038
6735 | 673.87 |  |  |  | 6735 | 673.9406 | [5 empty] | 6740 | 674.08
6736 | 673.912 |  |  |  | 6736 | 673.9826 | [5 empty] | 6741 | 674.122
6737 | 673.954 |  |  |  | 6737 | 674.0246 | [5 empty] | 6742 | 674.164
6738 | 673.996 |  |  |  | 6738 | 674.0666 | [5 empty] | 6743 | 674.206
6739 | 674.038 |  |  |  | 6739 | 674.1086 | [5 empty] | 6744 | 674.248
6740 | 674.08 |  |  |  | 6740 | 674.1506 | [5 empty] | 6745 | 674.29
6741 | 674.122 |  |  |  | 6741 | 674.1926 | [5 empty] | 6746 | 674.332
6742 | 674.164 |  |  |  | 6742 | 674.2346 | [5 empty] | 6747 | 674.374
6743 | 674.206 |  |  |  | 6743 | 674.2766 | [5 empty] | 6748 | 674.416
6744 | 674.248 |  |  |  | 6744 | 674.3186 | [5 empty] | 6749 | 674.458
6745 | 674.29 |  |  |  | 6745 | 674.3606 | [5 empty] | 6750 | 674.5
6746 | 674.332 |  |  |  | 6746 | 674.4026 | [5 empty] | 6751 | 674.542
6747 | 674.374 |  |  |  | 6747 | 674.4446 | [5 empty] | 6752 | 674.584
6748 | 674.416 |  |  |  | 6748 | 674.4867 | [5 empty] | 6753 | 674.626
6749 | 674.458 |  |  |  | 6749 | 674.5287 | [5 empty] | 6754 | 674.668
6750 | 674.5 |  |  |  | 6750 | 674.5707 | [5 empty] | 6755 | 674.71
6751 | 674.542 |  |  |  | 6751 | 674.6127 | [5 empty] | 6756 | 674.752
6752 | 674.584 |  |  |  | 6752 | 674.6547 | [5 empty] | 6757 | 674.794
6753 | 674.626 |  |  |  | 6753 | 674.6967 | [5 empty] | 6758 | 674.836
6754 | 674.668 |  |  |  | 6754 | 674.7387 | [5 empty] | 6759 | 674.878
6755 | 674.71 |  |  |  | 6755 | 674.7807 | [5 empty] | 6760 | 674.92
6756 | 674.752 |  |  |  | 6756 | 674.8227 | [5 empty] | 6761 | 674.962
6757 | 674.794 |  |  |  | 6757 | 674.8647 | [5 empty] | 6762 | 675.004
6758 | 674.836 |  |  |  | 6758 | 674.9067 | [5 empty] | 6763 | 675.046
6759 | 674.878 |  |  |  | 6759 | 674.9487 | [5 empty] | 6764 | 675.088
6760 | 674.92 |  |  |  | 6760 | 674.9908 | [5 empty] | 6765 | 675.13
6761 | 674.962 |  |  |  | 6761 | 675.0328 | [5 empty] | 6766 | 675.172
6762 | 675.004 |  |  |  | 6762 | 675.0748 | [5 empty] | 6767 | 675.214
6763 | 675.046 |  |  |  | 6763 | 675.1168 | [5 empty] | 6768 | 675.256
6764 | 675.088 |  |  |  | 6764 | 675.1588 | [5 empty] | 6769 | 675.298
6765 | 675.13 |  |  |  | 6765 | 675.2008 | [5 empty] | 6770 | 675.34
6766 | 675.172 |  |  |  | 6766 | 675.2428 | [5 empty] | 6771 | 675.382
6767 | 675.214 |  |  |  | 6767 | 675.2848 | [5 empty] | 6772 | 675.424
6768 | 675.256 |  |  |  | 6768 | 675.3268 | [5 empty] | 6773 | 675.466
6769 | 675.298 |  |  |  | 6769 | 675.3688 | [5 empty] | 6774 | 675.508
6770 | 675.34 |  |  |  | 6770 | 675.4108 | [5 empty] | 6775 | 675.55
6771 | 675.382 |  |  |  | 6771 | 675.4528 | [5 empty] | 6776 | 675.592
6772 | 675.424 |  |  |  | 6772 | 675.4948 | [5 empty] | 6777 | 675.634
6773 | 675.466 |  |  |  | 6773 | 675.5369 | [5 empty] | 6778 | 675.676
6774 | 675.508 |  |  |  | 6774 | 675.5789 | [5 empty] | 6779 | 675.718
6775 | 675.55 |  |  |  | 6775 | 675.6209 | [5 empty] | 6780 | 675.76
6776 | 675.592 |  |  |  | 6776 | 675.6629 | [5 empty] | 6781 | 675.802
6777 | 675.634 |  |  |  | 6777 | 675.7049 | [5 empty] | 6782 | 675.844
6778 | 675.676 |  |  |  | 6778 | 675.7469 | [5 empty] | 6783 | 675.886
6779 | 675.718 |  |  |  | 6779 | 675.7889 | [5 empty] | 6784 | 675.928
6780 | 675.76 |  |  |  | 6780 | 675.8309 | [5 empty] | 6785 | 675.97
6781 | 675.802 |  |  |  | 6781 | 675.8729 | [5 empty] | 6786 | 676.012
6782 | 675.844 |  |  |  | 6782 | 675.9149 | [5 empty] | 6787 | 676.054
6783 | 675.886 |  |  |  | 6783 | 675.9569 | [5 empty] | 6788 | 676.096
6784 | 675.928 |  |  |  | 6784 | 675.9989 | [5 empty] | 6789 | 676.138
6785 | 675.97 |  |  |  | 6785 | 676.041 | [5 empty] | 6790 | 676.18
6786 | 676.012 |  |  |  | 6786 | 676.083 | [5 empty] | 6791 | 676.222
6787 | 676.054 |  |  |  | 6787 | 676.125 | [5 empty] | 6792 | 676.264
6788 | 676.096 |  |  |  | 6788 | 676.167 | [5 empty] | 6793 | 676.306
6789 | 676.138 |  |  |  | 6789 | 676.209 | [5 empty] | 6794 | 676.348
6790 | 676.18 |  |  |  | 6790 | 676.251 | [5 empty] | 6795 | 676.39
6791 | 676.222 |  |  |  | 6791 | 676.293 | [5 empty] | 6796 | 676.432
6792 | 676.264 |  |  |  | 6792 | 676.335 | [5 empty] | 6797 | 676.474
6793 | 676.306 |  |  |  | 6793 | 676.377 | [5 empty] | 6798 | 676.516
6794 | 676.348 |  |  |  | 6794 | 676.419 | [5 empty] | 6799 | 676.558
6795 | 676.39 |  |  |  | 6795 | 676.461 | [5 empty] | 6800 | 676.6
6796 | 676.432 |  |  |  | 6796 | 676.503 | [5 empty] | 6801 | 676.642
6797 | 676.474 |  |  |  | 6797 | 676.545 | [5 empty] | 6802 | 676.684
6798 | 676.516 |  |  |  | 6798 | 676.5871 | [5 empty] | 6803 | 676.726
6799 | 676.558 |  |  |  | 6799 | 676.6291 | [5 empty] | 6804 | 676.768
6800 | 676.6 |  |  |  | 6800 | 676.6711 | [5 empty] | 6805 | 676.81
6801 | 676.642 |  |  |  | 6801 | 676.7131 | [5 empty] | 6806 | 676.852
6802 | 676.684 |  |  |  | 6802 | 676.7551 | [5 empty] | 6807 | 676.894
6803 | 676.726 |  |  |  | 6803 | 676.7971 | [5 empty] | 6808 | 676.936
6804 | 676.768 |  |  |  | 6804 | 676.8391 | [5 empty] | 6809 | 676.978
6805 | 676.81 |  |  |  | 6805 | 676.8811 | [5 empty] | 6810 | 677.02
6806 | 676.852 |  |  |  | 6806 | 676.9231 | [5 empty] | 6811 | 677.062
6807 | 676.894 |  |  |  | 6807 | 676.9651 | [5 empty] | 6812 | 677.104
6808 | 676.936 |  |  |  | 6808 | 677.0071 | [5 empty] | 6813 | 677.146
6809 | 676.978 |  |  |  | 6809 | 677.0491 | [5 empty] | 6814 | 677.188
6810 | 677.02 |  |  |  | 6810 | 677.0911 | [5 empty] | 6815 | 677.23
6811 | 677.062 |  |  |  | 6811 | 677.1332 | [5 empty] | 6816 | 677.272
6812 | 677.104 |  |  |  | 6812 | 677.1752 | [5 empty] | 6817 | 677.314
6813 | 677.146 |  |  |  | 6813 | 677.2172 | [5 empty] | 6818 | 677.356
6814 | 677.188 |  |  |  | 6814 | 677.2592 | [5 empty] | 6819 | 677.398
6815 | 677.23 |  |  |  | 6815 | 677.3012 | [5 empty] | 6820 | 677.44
6816 | 677.272 |  |  |  | 6816 | 677.3432 | [5 empty] | 6821 | 677.482
6817 | 677.314 |  |  |  | 6817 | 677.3852 | [5 empty] | 6822 | 677.524
6818 | 677.356 |  |  |  | 6818 | 677.4272 | [5 empty] | 6823 | 677.566
6819 | 677.398 |  |  |  | 6819 | 677.4692 | [5 empty] | 6824 | 677.608
6820 | 677.44 |  |  |  | 6820 | 677.5112 | [5 empty] | 6825 | 677.65
6821 | 677.482 |  |  |  | 6821 | 677.5532 | [5 empty] | 6826 | 677.692
6822 | 677.524 |  |  |  | 6822 | 677.5952 | [5 empty] | 6827 | 677.734
6823 | 677.566 |  |  |  | 6823 | 677.6373 | [5 empty] | 6828 | 677.776
6824 | 677.608 |  |  |  | 6824 | 677.6793 | [5 empty] | 6829 | 677.818
6825 | 677.65 |  |  |  | 6825 | 677.7213 | [5 empty] | 6830 | 677.86
6826 | 677.692 |  |  |  | 6826 | 677.7633 | [5 empty] | 6831 | 677.902
6827 | 677.734 |  |  |  | 6827 | 677.8053 | [5 empty] | 6832 | 677.944
6828 | 677.776 |  |  |  | 6828 | 677.8473 | [5 empty] | 6833 | 677.986
6829 | 677.818 |  |  |  | 6829 | 677.8893 | [5 empty] | 6834 | 678.028
6830 | 677.86 |  |  |  | 6830 | 677.9313 | [5 empty] | 6835 | 678.07
6831 | 677.902 |  |  |  | 6831 | 677.9733 | [5 empty] | 6836 | 678.112
6832 | 677.944 |  |  |  | 6832 | 678.0153 | [5 empty] | 6837 | 678.154
6833 | 677.986 |  |  |  | 6833 | 678.0573 | [5 empty] | 6838 | 678.196
6834 | 678.028 |  |  |  | 6834 | 678.0993 | [5 empty] | 6839 | 678.238
6835 | 678.07 |  |  |  | 6835 | 678.1413 | [5 empty] | 6840 | 678.28
6836 | 678.112 |  |  |  | 6836 | 678.1834 | [5 empty] | 6841 | 678.322
6837 | 678.154 |  |  |  | 6837 | 678.2254 | [5 empty] | 6842 | 678.364
6838 | 678.196 |  |  |  | 6838 | 678.2674 | [5 empty] | 6843 | 678.406
6839 | 678.238 |  |  |  | 6839 | 678.3094 | [5 empty] | 6844 | 678.448
6840 | 678.28 |  |  |  | 6840 | 678.3514 | [5 empty] | 6845 | 678.49
6841 | 678.322 |  |  |  | 6841 | 678.3934 | [5 empty] | 6846 | 678.532
6842 | 678.364 |  |  |  | 6842 | 678.4354 | [5 empty] | 6847 | 678.574
6843 | 678.406 |  |  |  | 6843 | 678.4774 | [5 empty] | 6848 | 678.616
6844 | 678.448 |  |  |  | 6844 | 678.5194 | [5 empty] | 6849 | 678.658
6845 | 678.49 |  |  |  | 6845 | 678.5614 | [5 empty] | 6850 | 678.7
6846 | 678.532 |  |  |  | 6846 | 678.6034 | [5 empty] | 6851 | 678.742
6847 | 678.574 |  |  |  | 6847 | 678.6454 | [5 empty] | 6852 | 678.784
6848 | 678.616 |  |  |  | 6848 | 678.6875 | [5 empty] | 6853 | 678.826
6849 | 678.658 |  |  |  | 6849 | 678.7295 | [5 empty] | 6854 | 678.868
6850 | 678.7 |  |  |  | 6850 | 678.7715 | [5 empty] | 6855 | 678.91
6851 | 678.742 |  |  |  | 6851 | 678.8135 | [5 empty] | 6856 | 678.952
6852 | 678.784 |  |  |  | 6852 | 678.8555 | [5 empty] | 6857 | 678.994
6853 | 678.826 |  |  |  | 6853 | 678.8975 | [5 empty] | 6858 | 679.036
6854 | 678.868 |  |  |  | 6854 | 678.9395 | [5 empty] | 6859 | 679.078
6855 | 678.91 |  |  |  | 6855 | 678.9815 | [5 empty] | 6860 | 679.12
6856 | 678.952 |  |  |  | 6856 | 679.0235 | [5 empty] | 6861 | 679.162
6857 | 678.994 |  |  |  | 6857 | 679.0655 | [5 empty] | 6862 | 679.204
6858 | 679.036 |  |  |  | 6858 | 679.1075 | [5 empty] | 6863 | 679.246
6859 | 679.078 |  |  |  | 6859 | 679.1495 | [5 empty] | 6864 | 679.288
6860 | 679.12 |  |  |  | 6860 | 679.1915 | [5 empty] | 6865 | 679.33
6861 | 679.162 |  |  |  | 6861 | 679.2336 | [5 empty] | 6866 | 679.372
6862 | 679.204 |  |  |  | 6862 | 679.2756 | [5 empty] | 6867 | 679.414
6863 | 679.246 |  |  |  | 6863 | 679.3176 | [5 empty] | 6868 | 679.456
6864 | 679.288 |  |  |  | 6864 | 679.3596 | [5 empty] | 6869 | 679.498
6865 | 679.33 |  |  |  | 6865 | 679.4016 | [5 empty] | 6870 | 679.54
6866 | 679.372 |  |  |  | 6866 | 679.4436 | [5 empty] | 6871 | 679.582
6867 | 679.414 |  |  |  | 6867 | 679.4856 | [5 empty] | 6872 | 679.624
6868 | 679.456 |  |  |  | 6868 | 679.5276 | [5 empty] | 6873 | 679.666
6869 | 679.498 |  |  |  | 6869 | 679.5696 | [5 empty] | 6874 | 679.708
6870 | 679.54 |  |  |  | 6870 | 679.6116 | [5 empty] | 6875 | 679.75
6871 | 679.582 |  |  |  | 6871 | 679.6536 | [5 empty] | 6876 | 679.792
6872 | 679.624 |  |  |  | 6872 | 679.6956 | [5 empty] | 6877 | 679.834
6873 | 679.666 |  |  |  | 6873 | 679.7376 | [5 empty] | 6878 | 679.876
6874 | 679.708 |  |  |  | 6874 | 679.7797 | [5 empty] | 6879 | 679.918
6875 | 679.75 |  |  |  | 6875 | 679.8217 | [5 empty] | 6880 | 679.96
6876 | 679.792 |  |  |  | 6876 | 679.8637 | [5 empty] | 6881 | 680.002
6877 | 679.834 |  |  |  | 6877 | 679.9057 | [5 empty] | 6882 | 680.044
6878 | 679.876 |  |  |  | 6878 | 679.9477 | [5 empty] | 6883 | 680.086
6879 | 679.918 |  |  |  | 6879 | 679.9897 | [5 empty] | 6884 | 680.128
6880 | 679.96 |  |  |  | 6880 | 680.0317 | [5 empty] | 6885 | 680.17
6881 | 680.002 |  |  |  | 6881 | 680.0737 | [5 empty] | 6886 | 680.212
6882 | 680.044 |  |  |  | 6882 | 680.1157 | [5 empty] | 6887 | 680.254
6883 | 680.086 |  |  |  | 6883 | 680.1577 | [5 empty] | 6888 | 680.296
6884 | 680.128 |  |  |  | 6884 | 680.1997 | [5 empty] | 6889 | 680.338
6885 | 680.17 |  |  |  | 6885 | 680.2417 | [5 empty] | 6890 | 680.38
6886 | 680.212 |  |  |  | 6886 | 680.2838 | [5 empty] | 6891 | 680.422
6887 | 680.254 |  |  |  | 6887 | 680.3258 | [5 empty] | 6892 | 680.464
6888 | 680.296 |  |  |  | 6888 | 680.3678 | [5 empty] | 6893 | 680.506
6889 | 680.338 |  |  |  | 6889 | 680.4098 | [5 empty] | 6894 | 680.548
6890 | 680.38 |  |  |  | 6890 | 680.4518 | [5 empty] | 6895 | 680.59
6891 | 680.422 |  |  |  | 6891 | 680.4938 | [5 empty] | 6896 | 680.632
6892 | 680.464 |  |  |  | 6892 | 680.5358 | [5 empty] | 6897 | 680.674
6893 | 680.506 |  |  |  | 6893 | 680.5778 | [5 empty] | 6898 | 680.716
6894 | 680.548 |  |  |  | 6894 | 680.6198 | [5 empty] | 6899 | 680.758
6895 | 680.59 |  |  |  | 6895 | 680.6618 | [5 empty] | 6900 | 680.8
6896 | 680.632 |  |  |  | 6896 | 680.7038 | [5 empty] | 6901 | 680.842
6897 | 680.674 |  |  |  | 6897 | 680.7458 | [5 empty] | 6902 | 680.884
6898 | 680.716 |  |  |  | 6898 | 680.7878 | [5 empty] | 6903 | 680.926
6899 | 680.758 |  |  |  | 6899 | 680.8299 | [5 empty] | 6904 | 680.968
6900 | 680.8 |  |  |  | 6900 | 680.8719 | [5 empty] | 6905 | 681.01
6901 | 680.842 |  |  |  | 6901 | 680.9139 | [5 empty] | 6906 | 681.052
6902 | 680.884 |  |  |  | 6902 | 680.9559 | [5 empty] | 6907 | 681.094
6903 | 680.926 |  |  |  | 6903 | 680.9979 | [5 empty] | 6908 | 681.136
6904 | 680.968 |  |  |  | 6904 | 681.0399 | [5 empty] | 6909 | 681.178
6905 | 681.01 |  |  |  | 6905 | 681.0819 | [5 empty] | 6910 | 681.22
6906 | 681.052 |  |  |  | 6906 | 681.1239 | [5 empty] | 6911 | 681.262
6907 | 681.094 |  |  |  | 6907 | 681.1659 | [5 empty] | 6912 | 681.304
6908 | 681.136 |  |  |  | 6908 | 681.2079 | [5 empty] | 6913 | 681.346
6909 | 681.178 |  |  |  | 6909 | 681.2499 | [5 empty] | 6914 | 681.388
6910 | 681.22 |  |  |  | 6910 | 681.2919 | [5 empty] | 6915 | 681.43
6911 | 681.262 |  |  |  | 6911 | 681.3339 | [5 empty] | 6916 | 681.472
6912 | 681.304 |  |  |  | 6912 | 681.376 | [5 empty] | 6917 | 681.514
6913 | 681.346 |  |  |  | 6913 | 681.418 | [5 empty] | 6918 | 681.556
6914 | 681.388 |  |  |  | 6914 | 681.46 | [5 empty] | 6919 | 681.598
6915 | 681.43 |  |  |  | 6915 | 681.502 | [5 empty] | 6920 | 681.64
6916 | 681.472 |  |  |  | 6916 | 681.544 | [5 empty] | 6921 | 681.682
6917 | 681.514 |  |  |  | 6917 | 681.586 | [5 empty] | 6922 | 681.724
6918 | 681.556 |  |  |  | 6918 | 681.628 | [5 empty] | 6923 | 681.766
6919 | 681.598 |  |  |  | 6919 | 681.67 | [5 empty] | 6924 | 681.808
6920 | 681.64 |  |  |  | 6920 | 681.712 | [5 empty] | 6925 | 681.85
6921 | 681.682 |  |  |  | 6921 | 681.754 | [5 empty] | 6926 | 681.892
6922 | 681.724 |  |  |  | 6922 | 681.796 | [5 empty] | 6927 | 681.934
6923 | 681.766 |  |  |  | 6923 | 681.838 | [5 empty] | 6928 | 681.976
6924 | 681.808 |  |  |  | 6924 | 681.8801 | [5 empty] | 6929 | 682.018
6925 | 681.85 |  |  |  | 6925 | 681.9221 | [5 empty] | 6930 | 682.06
6926 | 681.892 |  |  |  | 6926 | 681.9641 | [5 empty] | 6931 | 682.102
6927 | 681.934 |  |  |  | 6927 | 682.0061 | [5 empty] | 6932 | 682.144
6928 | 681.976 |  |  |  | 6928 | 682.0481 | [5 empty] | 6933 | 682.186
6929 | 682.018 |  |  |  | 6929 | 682.0901 | [5 empty] | 6934 | 682.228
6930 | 682.06 |  |  |  | 6930 | 682.1321 | [5 empty] | 6935 | 682.27
6931 | 682.102 |  |  |  | 6931 | 682.1741 | [5 empty] | 6936 | 682.312
6932 | 682.144 |  |  |  | 6932 | 682.2161 | [5 empty] | 6937 | 682.354
6933 | 682.186 |  |  |  | 6933 | 682.2581 | [5 empty] | 6938 | 682.396
6934 | 682.228 |  |  |  | 6934 | 682.3001 | [5 empty] | 6939 | 682.438
6935 | 682.27 |  |  |  | 6935 | 682.3421 | [5 empty] | 6940 | 682.48
6936 | 682.312 |  |  |  | 6936 | 682.3841 | [5 empty] | 6941 | 682.522
6937 | 682.354 |  |  |  | 6937 | 682.4262 | [5 empty] | 6942 | 682.564
6938 | 682.396 |  |  |  | 6938 | 682.4682 | [5 empty] | 6943 | 682.606
6939 | 682.438 |  |  |  | 6939 | 682.5102 | [5 empty] | 6944 | 682.648
6940 | 682.48 |  |  |  | 6940 | 682.5522 | [5 empty] | 6945 | 682.69
6941 | 682.522 |  |  |  | 6941 | 682.5942 | [5 empty] | 6946 | 682.732
6942 | 682.564 |  |  |  | 6942 | 682.6362 | [5 empty] | 6947 | 682.774
6943 | 682.606 |  |  |  | 6943 | 682.6782 | [5 empty] | 6948 | 682.816
6944 | 682.648 |  |  |  | 6944 | 682.7202 | [5 empty] | 6949 | 682.858
6945 | 682.69 |  |  |  | 6945 | 682.7622 | [5 empty] | 6950 | 682.9
6946 | 682.732 |  |  |  | 6946 | 682.8042 | [5 empty] | 6951 | 682.942
6947 | 682.774 |  |  |  | 6947 | 682.8462 | [5 empty] | 6952 | 682.984
6948 | 682.816 |  |  |  | 6948 | 682.8882 | [5 empty] | 6953 | 683.026
6949 | 682.858 |  |  |  | 6949 | 682.9303 | [5 empty] | 6954 | 683.068
6950 | 682.9 |  |  |  | 6950 | 682.9723 | [5 empty] | 6955 | 683.11
6951 | 682.942 |  |  |  | 6951 | 683.0143 | [5 empty] | 6956 | 683.152
6952 | 682.984 |  |  |  | 6952 | 683.0563 | [5 empty] | 6957 | 683.194
6953 | 683.026 |  |  |  | 6953 | 683.0983 | [5 empty] | 6958 | 683.236
6954 | 683.068 |  |  |  | 6954 | 683.1403 | [5 empty] | 6959 | 683.278
6955 | 683.11 |  |  |  | 6955 | 683.1823 | [5 empty] | 6960 | 683.32
6956 | 683.152 |  |  |  | 6956 | 683.2243 | [5 empty] | 6961 | 683.362
6957 | 683.194 |  |  |  | 6957 | 683.2663 | [5 empty] | 6962 | 683.404
6958 | 683.236 |  |  |  | 6958 | 683.3083 | [5 empty] | 6963 | 683.446
6959 | 683.278 |  |  |  | 6959 | 683.3503 | [5 empty] | 6964 | 683.488
6960 | 683.32 |  |  |  | 6960 | 683.3923 | [5 empty] | 6965 | 683.53
6961 | 683.362 |  |  |  | 6961 | 683.4343 | [5 empty] | 6966 | 683.572
6962 | 683.404 |  |  |  | 6962 | 683.4764 | [5 empty] | 6967 | 683.614
6963 | 683.446 |  |  |  | 6963 | 683.5184 | [5 empty] | 6968 | 683.656
6964 | 683.488 |  |  |  | 6964 | 683.5604 | [5 empty] | 6969 | 683.698
6965 | 683.53 |  |  |  | 6965 | 683.6024 | [5 empty] | 6970 | 683.74
6966 | 683.572 |  |  |  | 6966 | 683.6444 | [5 empty] | 6971 | 683.782
6967 | 683.614 |  |  |  | 6967 | 683.6864 | [5 empty] | 6972 | 683.824
6968 | 683.656 |  |  |  | 6968 | 683.7284 | [5 empty] | 6973 | 683.866
6969 | 683.698 |  |  |  | 6969 | 683.7704 | [5 empty] | 6974 | 683.908
6970 | 683.74 |  |  |  | 6970 | 683.8124 | [5 empty] | 6975 | 683.95
6971 | 683.782 |  |  |  | 6971 | 683.8544 | [5 empty] | 6976 | 683.992
6972 | 683.824 |  |  |  | 6972 | 683.8964 | [5 empty] | 6977 | 684.034
6973 | 683.866 |  |  |  | 6973 | 683.9384 | [5 empty] | 6978 | 684.076
6974 | 683.908 |  |  |  | 6974 | 683.9804 | [5 empty] | 6979 | 684.118
6975 | 683.95 |  |  |  | 6975 | 684.0225 | [5 empty] | 6980 | 684.16
6976 | 683.992 |  |  |  | 6976 | 684.0645 | [5 empty] | 6981 | 684.202
6977 | 684.034 |  |  |  | 6977 | 684.1065 | [5 empty] | 6982 | 684.244
6978 | 684.076 |  |  |  | 6978 | 684.1485 | [5 empty] | 6983 | 684.286
6979 | 684.118 |  |  |  | 6979 | 684.1905 | [5 empty] | 6984 | 684.328
6980 | 684.16 |  |  |  | 6980 | 684.2325 | [5 empty] | 6985 | 684.37
6981 | 684.202 |  |  |  | 6981 | 684.2745 | [5 empty] | 6986 | 684.412
6982 | 684.244 |  |  |  | 6982 | 684.3165 | [5 empty] | 6987 | 684.454
6983 | 684.286 |  |  |  | 6983 | 684.3585 | [5 empty] | 6988 | 684.496
6984 | 684.328 |  |  |  | 6984 | 684.4005 | [5 empty] | 6989 | 684.538
6985 | 684.37 |  |  |  | 6985 | 684.4425 | [5 empty] | 6990 | 684.58
6986 | 684.412 |  |  |  | 6986 | 684.4845 | [5 empty] | 6991 | 684.622
6987 | 684.454 |  |  |  | 6987 | 684.5266 | [5 empty] | 6992 | 684.664
6988 | 684.496 |  |  |  | 6988 | 684.5686 | [5 empty] | 6993 | 684.706
6989 | 684.538 |  |  |  | 6989 | 684.6106 | [5 empty] | 6994 | 684.748
6990 | 684.58 |  |  |  | 6990 | 684.6526 | [5 empty] | 6995 | 684.79
6991 | 684.622 |  |  |  | 6991 | 684.6946 | [5 empty] | 6996 | 684.832
6992 | 684.664 |  |  |  | 6992 | 684.7366 | [5 empty] | 6997 | 684.874
6993 | 684.706 |  |  |  | 6993 | 684.7786 | [5 empty] | 6998 | 684.916
6994 | 684.748 |  |  |  | 6994 | 684.8206 | [5 empty] | 6999 | 684.958
6995 | 684.79 |  |  |  | 6995 | 684.8626 | [5 empty] | 7000 | 685
6996 | 684.832 |  |  |  | 6996 | 684.9046 | [5 empty] | 7001 | 685.033
6997 | 684.874 |  |  |  | 6997 | 684.9466 | [5 empty] | 7002 | 685.066
6998 | 684.916 |  |  |  | 6998 | 684.9886 | [5 empty] | 7003 | 685.099
6999 | 684.958 |  |  |  | 6999 | 685.0306 | [5 empty] | 7004 | 685.132
7000 | 685 |  |  |  | 7000 | 685.0727 | [5 empty] | 7005 | 685.165
7001 | 685.033 |  |  |  | 7001 | 685.1057 | [5 empty] | 7006 | 685.198
7002 | 685.066 |  |  |  | 7002 | 685.1387 | [5 empty] | 7007 | 685.231
7003 | 685.099 |  |  |  | 7003 | 685.1717 | [5 empty] | 7008 | 685.264
7004 | 685.132 |  |  |  | 7004 | 685.2048 | [5 empty] | 7009 | 685.297
7005 | 685.165 |  |  |  | 7005 | 685.2378 | [5 empty] | 7010 | 685.33
7006 | 685.198 |  |  |  | 7006 | 685.2708 | [5 empty] | 7011 | 685.363
7007 | 685.231 |  |  |  | 7007 | 685.3038 | [5 empty] | 7012 | 685.396
7008 | 685.264 |  |  |  | 7008 | 685.3369 | [5 empty] | 7013 | 685.429
7009 | 685.297 |  |  |  | 7009 | 685.3699 | [5 empty] | 7014 | 685.462
7010 | 685.33 |  |  |  | 7010 | 685.4029 | [5 empty] | 7015 | 685.495
7011 | 685.363 |  |  |  | 7011 | 685.4359 | [5 empty] | 7016 | 685.528
7012 | 685.396 |  |  |  | 7012 | 685.469 | [5 empty] | 7017 | 685.561
7013 | 685.429 |  |  |  | 7013 | 685.502 | [5 empty] | 7018 | 685.594
7014 | 685.462 |  |  |  | 7014 | 685.535 | [5 empty] | 7019 | 685.627
7015 | 685.495 |  |  |  | 7015 | 685.568 | [5 empty] | 7020 | 685.66
7016 | 685.528 |  |  |  | 7016 | 685.6011 | [5 empty] | 7021 | 685.693
7017 | 685.561 |  |  |  | 7017 | 685.6341 | [5 empty] | 7022 | 685.726
7018 | 685.594 |  |  |  | 7018 | 685.6671 | [5 empty] | 7023 | 685.759
7019 | 685.627 |  |  |  | 7019 | 685.7001 | [5 empty] | 7024 | 685.792
7020 | 685.66 |  |  |  | 7020 | 685.7332 | [5 empty] | 7025 | 685.825
7021 | 685.693 |  |  |  | 7021 | 685.7662 | [5 empty] | 7026 | 685.858
7022 | 685.726 |  |  |  | 7022 | 685.7992 | [5 empty] | 7027 | 685.891
7023 | 685.759 |  |  |  | 7023 | 685.8322 | [5 empty] | 7028 | 685.924
7024 | 685.792 |  |  |  | 7024 | 685.8653 | [5 empty] | 7029 | 685.957
7025 | 685.825 |  |  |  | 7025 | 685.8983 | [5 empty] | 7030 | 685.99
7026 | 685.858 |  |  |  | 7026 | 685.9313 | [5 empty] | 7031 | 686.023
7027 | 685.891 |  |  |  | 7027 | 685.9643 | [5 empty] | 7032 | 686.056
7028 | 685.924 |  |  |  | 7028 | 685.9974 | [5 empty] | 7033 | 686.089
7029 | 685.957 |  |  |  | 7029 | 686.0304 | [5 empty] | 7034 | 686.122
7030 | 685.99 |  |  |  | 7030 | 686.0634 | [5 empty] | 7035 | 686.155
7031 | 686.023 |  |  |  | 7031 | 686.0964 | [5 empty] | 7036 | 686.188
7032 | 686.056 |  |  |  | 7032 | 686.1295 | [5 empty] | 7037 | 686.221
7033 | 686.089 |  |  |  | 7033 | 686.1625 | [5 empty] | 7038 | 686.254
7034 | 686.122 |  |  |  | 7034 | 686.1955 | [5 empty] | 7039 | 686.287
7035 | 686.155 |  |  |  | 7035 | 686.2285 | [5 empty] | 7040 | 686.32
7036 | 686.188 |  |  |  | 7036 | 686.2616 | [5 empty] | 7041 | 686.353
7037 | 686.221 |  |  |  | 7037 | 686.2946 | [5 empty] | 7042 | 686.386
7038 | 686.254 |  |  |  | 7038 | 686.3276 | [5 empty] | 7043 | 686.419
7039 | 686.287 |  |  |  | 7039 | 686.3606 | [5 empty] | 7044 | 686.452
7040 | 686.32 |  |  |  | 7040 | 686.3937 | [5 empty] | 7045 | 686.485
7041 | 686.353 |  |  |  | 7041 | 686.4267 | [5 empty] | 7046 | 686.518
7042 | 686.386 |  |  |  | 7042 | 686.4597 | [5 empty] | 7047 | 686.551
7043 | 686.419 |  |  |  | 7043 | 686.4927 | [5 empty] | 7048 | 686.584
7044 | 686.452 |  |  |  | 7044 | 686.5258 | [5 empty] | 7049 | 686.617
7045 | 686.485 |  |  |  | 7045 | 686.5588 | [5 empty] | 7050 | 686.65
7046 | 686.518 |  |  |  | 7046 | 686.5918 | [5 empty] | 7051 | 686.683
7047 | 686.551 |  |  |  | 7047 | 686.6248 | [5 empty] | 7052 | 686.716
7048 | 686.584 |  |  |  | 7048 | 686.6579 | [5 empty] | 7053 | 686.749
7049 | 686.617 |  |  |  | 7049 | 686.6909 | [5 empty] | 7054 | 686.782
7050 | 686.65 |  |  |  | 7050 | 686.7239 | [5 empty] | 7055 | 686.815
7051 | 686.683 |  |  |  | 7051 | 686.7569 | [5 empty] | 7056 | 686.848
7052 | 686.716 |  |  |  | 7052 | 686.79 | [5 empty] | 7057 | 686.881
7053 | 686.749 |  |  |  | 7053 | 686.823 | [5 empty] | 7058 | 686.914
7054 | 686.782 |  |  |  | 7054 | 686.856 | [5 empty] | 7059 | 686.947
7055 | 686.815 |  |  |  | 7055 | 686.889 | [5 empty] | 7060 | 686.98
7056 | 686.848 |  |  |  | 7056 | 686.9221 | [5 empty] | 7061 | 687.013
7057 | 686.881 |  |  |  | 7057 | 686.9551 | [5 empty] | 7062 | 687.046
7058 | 686.914 |  |  |  | 7058 | 686.9881 | [5 empty] | 7063 | 687.079
7059 | 686.947 |  |  |  | 7059 | 687.0211 | [5 empty] | 7064 | 687.112
7060 | 686.98 |  |  |  | 7060 | 687.0542 | [5 empty] | 7065 | 687.145
7061 | 687.013 |  |  |  | 7061 | 687.0872 | [5 empty] | 7066 | 687.178
7062 | 687.046 |  |  |  | 7062 | 687.1202 | [5 empty] | 7067 | 687.211
7063 | 687.079 |  |  |  | 7063 | 687.1532 | [5 empty] | 7068 | 687.244
7064 | 687.112 |  |  |  | 7064 | 687.1863 | [5 empty] | 7069 | 687.277
7065 | 687.145 |  |  |  | 7065 | 687.2193 | [5 empty] | 7070 | 687.31
7066 | 687.178 |  |  |  | 7066 | 687.2523 | [5 empty] | 7071 | 687.343
7067 | 687.211 |  |  |  | 7067 | 687.2853 | [5 empty] | 7072 | 687.376
7068 | 687.244 |  |  |  | 7068 | 687.3184 | [5 empty] | 7073 | 687.409
7069 | 687.277 |  |  |  | 7069 | 687.3514 | [5 empty] | 7074 | 687.442
7070 | 687.31 |  |  |  | 7070 | 687.3844 | [5 empty] | 7075 | 687.475
7071 | 687.343 |  |  |  | 7071 | 687.4174 | [5 empty] | 7076 | 687.508
7072 | 687.376 |  |  |  | 7072 | 687.4505 | [5 empty] | 7077 | 687.541
7073 | 687.409 |  |  |  | 7073 | 687.4835 | [5 empty] | 7078 | 687.574
7074 | 687.442 |  |  |  | 7074 | 687.5165 | [5 empty] | 7079 | 687.607
7075 | 687.475 |  |  |  | 7075 | 687.5495 | [5 empty] | 7080 | 687.64
7076 | 687.508 |  |  |  | 7076 | 687.5826 | [5 empty] | 7081 | 687.673
7077 | 687.541 |  |  |  | 7077 | 687.6156 | [5 empty] | 7082 | 687.706
7078 | 687.574 |  |  |  | 7078 | 687.6486 | [5 empty] | 7083 | 687.739
7079 | 687.607 |  |  |  | 7079 | 687.6816 | [5 empty] | 7084 | 687.772
7080 | 687.64 |  |  |  | 7080 | 687.7147 | [5 empty] | 7085 | 687.805
7081 | 687.673 |  |  |  | 7081 | 687.7477 | [5 empty] | 7086 | 687.838
7082 | 687.706 |  |  |  | 7082 | 687.7807 | [5 empty] | 7087 | 687.871
7083 | 687.739 |  |  |  | 7083 | 687.8137 | [5 empty] | 7088 | 687.904
7084 | 687.772 |  |  |  | 7084 | 687.8468 | [5 empty] | 7089 | 687.937
7085 | 687.805 |  |  |  | 7085 | 687.8798 | [5 empty] | 7090 | 687.97
7086 | 687.838 |  |  |  | 7086 | 687.9128 | [5 empty] | 7091 | 688.003
7087 | 687.871 |  |  |  | 7087 | 687.9458 | [5 empty] | 7092 | 688.036
7088 | 687.904 |  |  |  | 7088 | 687.9789 | [5 empty] | 7093 | 688.069
7089 | 687.937 |  |  |  | 7089 | 688.0119 | [5 empty] | 7094 | 688.102
7090 | 687.97 |  |  |  | 7090 | 688.0449 | [5 empty] | 7095 | 688.135
7091 | 688.003 |  |  |  | 7091 | 688.0779 | [5 empty] | 7096 | 688.168
7092 | 688.036 |  |  |  | 7092 | 688.111 | [5 empty] | 7097 | 688.201
7093 | 688.069 |  |  |  | 7093 | 688.144 | [5 empty] | 7098 | 688.234
7094 | 688.102 |  |  |  | 7094 | 688.177 | [5 empty] | 7099 | 688.267
7095 | 688.135 |  |  |  | 7095 | 688.21 | [5 empty] | 7100 | 688.3
7096 | 688.168 |  |  |  | 7096 | 688.2431 | [5 empty] | 7101 | 688.333
7097 | 688.201 |  |  |  | 7097 | 688.2761 | [5 empty] | 7102 | 688.366
7098 | 688.234 |  |  |  | 7098 | 688.3091 | [5 empty] | 7103 | 688.399
7099 | 688.267 |  |  |  | 7099 | 688.3421 | [5 empty] | 7104 | 688.432
7100 | 688.3 |  |  |  | 7100 | 688.3752 | [5 empty] | 7105 | 688.465
7101 | 688.333 |  |  |  | 7101 | 688.4082 | [5 empty] | 7106 | 688.498
7102 | 688.366 |  |  |  | 7102 | 688.4412 | [5 empty] | 7107 | 688.531
7103 | 688.399 |  |  |  | 7103 | 688.4742 | [5 empty] | 7108 | 688.564
7104 | 688.432 |  |  |  | 7104 | 688.5073 | [5 empty] | 7109 | 688.597
7105 | 688.465 |  |  |  | 7105 | 688.5403 | [5 empty] | 7110 | 688.63
7106 | 688.498 |  |  |  | 7106 | 688.5733 | [5 empty] | 7111 | 688.663
7107 | 688.531 |  |  |  | 7107 | 688.6063 | [5 empty] | 7112 | 688.696
7108 | 688.564 |  |  |  | 7108 | 688.6394 | [5 empty] | 7113 | 688.729
7109 | 688.597 |  |  |  | 7109 | 688.6724 | [5 empty] | 7114 | 688.762
7110 | 688.63 |  |  |  | 7110 | 688.7054 | [5 empty] | 7115 | 688.795
7111 | 688.663 |  |  |  | 7111 | 688.7384 | [5 empty] | 7116 | 688.828
7112 | 688.696 |  |  |  | 7112 | 688.7715 | [5 empty] | 7117 | 688.861
7113 | 688.729 |  |  |  | 7113 | 688.8045 | [5 empty] | 7118 | 688.894
7114 | 688.762 |  |  |  | 7114 | 688.8375 | [5 empty] | 7119 | 688.927
7115 | 688.795 |  |  |  | 7115 | 688.8705 | [5 empty] | 7120 | 688.96
7116 | 688.828 |  |  |  | 7116 | 688.9036 | [5 empty] | 7121 | 688.993
7117 | 688.861 |  |  |  | 7117 | 688.9366 | [5 empty] | 7122 | 689.026
7118 | 688.894 |  |  |  | 7118 | 688.9696 | [5 empty] | 7123 | 689.059
7119 | 688.927 |  |  |  | 7119 | 689.0026 | [5 empty] | 7124 | 689.092
7120 | 688.96 |  |  |  | 7120 | 689.0357 | [5 empty] | 7125 | 689.125
7121 | 688.993 |  |  |  | 7121 | 689.0687 | [5 empty] | 7126 | 689.158
7122 | 689.026 |  |  |  | 7122 | 689.1017 | [5 empty] | 7127 | 689.191
7123 | 689.059 |  |  |  | 7123 | 689.1347 | [5 empty] | 7128 | 689.224
7124 | 689.092 |  |  |  | 7124 | 689.1678 | [5 empty] | 7129 | 689.257
7125 | 689.125 |  |  |  | 7125 | 689.2008 | [5 empty] | 7130 | 689.29
7126 | 689.158 |  |  |  | 7126 | 689.2338 | [5 empty] | 7131 | 689.323
7127 | 689.191 |  |  |  | 7127 | 689.2668 | [5 empty] | 7132 | 689.356
7128 | 689.224 |  |  |  | 7128 | 689.2999 | [5 empty] | 7133 | 689.389
7129 | 689.257 |  |  |  | 7129 | 689.3329 | [5 empty] | 7134 | 689.422
7130 | 689.29 |  |  |  | 7130 | 689.3659 | [5 empty] | 7135 | 689.455
7131 | 689.323 |  |  |  | 7131 | 689.3989 | [5 empty] | 7136 | 689.488
7132 | 689.356 |  |  |  | 7132 | 689.432 | [5 empty] | 7137 | 689.521
7133 | 689.389 |  |  |  | 7133 | 689.465 | [5 empty] | 7138 | 689.554
7134 | 689.422 |  |  |  | 7134 | 689.498 | [5 empty] | 7139 | 689.587
7135 | 689.455 |  |  |  | 7135 | 689.531 | [5 empty] | 7140 | 689.62
7136 | 689.488 |  |  |  | 7136 | 689.5641 | [5 empty] | 7141 | 689.653
7137 | 689.521 |  |  |  | 7137 | 689.5971 | [5 empty] | 7142 | 689.686
7138 | 689.554 |  |  |  | 7138 | 689.6301 | [5 empty] | 7143 | 689.719
7139 | 689.587 |  |  |  | 7139 | 689.6631 | [5 empty] | 7144 | 689.752
7140 | 689.62 |  |  |  | 7140 | 689.6962 | [5 empty] | 7145 | 689.785
7141 | 689.653 |  |  |  | 7141 | 689.7292 | [5 empty] | 7146 | 689.818
7142 | 689.686 |  |  |  | 7142 | 689.7622 | [5 empty] | 7147 | 689.851
7143 | 689.719 |  |  |  | 7143 | 689.7952 | [5 empty] | 7148 | 689.884
7144 | 689.752 |  |  |  | 7144 | 689.8283 | [5 empty] | 7149 | 689.917
7145 | 689.785 |  |  |  | 7145 | 689.8613 | [5 empty] | 7150 | 689.95
7146 | 689.818 |  |  |  | 7146 | 689.8943 | [5 empty] | 7151 | 689.983
7147 | 689.851 |  |  |  | 7147 | 689.9273 | [5 empty] | 7152 | 690.016
7148 | 689.884 |  |  |  | 7148 | 689.9604 | [5 empty] | 7153 | 690.049
7149 | 689.917 |  |  |  | 7149 | 689.9934 | [5 empty] | 7154 | 690.082
7150 | 689.95 |  |  |  | 7150 | 690.0264 | [5 empty] | 7155 | 690.115
7151 | 689.983 |  |  |  | 7151 | 690.0594 | [5 empty] | 7156 | 690.148
7152 | 690.016 |  |  |  | 7152 | 690.0925 | [5 empty] | 7157 | 690.181
7153 | 690.049 |  |  |  | 7153 | 690.1255 | [5 empty] | 7158 | 690.214
7154 | 690.082 |  |  |  | 7154 | 690.1585 | [5 empty] | 7159 | 690.247
7155 | 690.115 |  |  |  | 7155 | 690.1915 | [5 empty] | 7160 | 690.28
7156 | 690.148 |  |  |  | 7156 | 690.2246 | [5 empty] | 7161 | 690.313
7157 | 690.181 |  |  |  | 7157 | 690.2576 | [5 empty] | 7162 | 690.346
7158 | 690.214 |  |  |  | 7158 | 690.2906 | [5 empty] | 7163 | 690.379
7159 | 690.247 |  |  |  | 7159 | 690.3236 | [5 empty] | 7164 | 690.412
7160 | 690.28 |  |  |  | 7160 | 690.3567 | [5 empty] | 7165 | 690.445
7161 | 690.313 |  |  |  | 7161 | 690.3897 | [5 empty] | 7166 | 690.478
7162 | 690.346 |  |  |  | 7162 | 690.4227 | [5 empty] | 7167 | 690.511
7163 | 690.379 |  |  |  | 7163 | 690.4557 | [5 empty] | 7168 | 690.544
7164 | 690.412 |  |  |  | 7164 | 690.4888 | [5 empty] | 7169 | 690.577
7165 | 690.445 |  |  |  | 7165 | 690.5218 | [5 empty] | 7170 | 690.61
7166 | 690.478 |  |  |  | 7166 | 690.5548 | [5 empty] | 7171 | 690.643
7167 | 690.511 |  |  |  | 7167 | 690.5878 | [5 empty] | 7172 | 690.676
7168 | 690.544 |  |  |  | 7168 | 690.6209 | [5 empty] | 7173 | 690.709
7169 | 690.577 |  |  |  | 7169 | 690.6539 | [5 empty] | 7174 | 690.742
7170 | 690.61 |  |  |  | 7170 | 690.6869 | [5 empty] | 7175 | 690.775
7171 | 690.643 |  |  |  | 7171 | 690.7199 | [5 empty] | 7176 | 690.808
7172 | 690.676 |  |  |  | 7172 | 690.753 | [5 empty] | 7177 | 690.841
7173 | 690.709 |  |  |  | 7173 | 690.786 | [5 empty] | 7178 | 690.874
7174 | 690.742 |  |  |  | 7174 | 690.819 | [5 empty] | 7179 | 690.907
7175 | 690.775 |  |  |  | 7175 | 690.852 | [5 empty] | 7180 | 690.94
7176 | 690.808 |  |  |  | 7176 | 690.8851 | [5 empty] | 7181 | 690.973
7177 | 690.841 |  |  |  | 7177 | 690.9181 | [5 empty] | 7182 | 691.006
7178 | 690.874 |  |  |  | 7178 | 690.9511 | [5 empty] | 7183 | 691.039
7179 | 690.907 |  |  |  | 7179 | 690.9841 | [5 empty] | 7184 | 691.072
7180 | 690.94 |  |  |  | 7180 | 691.0172 | [5 empty] | 7185 | 691.105
7181 | 690.973 |  |  |  | 7181 | 691.0502 | [5 empty] | 7186 | 691.138
7182 | 691.006 |  |  |  | 7182 | 691.0832 | [5 empty] | 7187 | 691.171
7183 | 691.039 |  |  |  | 7183 | 691.1162 | [5 empty] | 7188 | 691.204
7184 | 691.072 |  |  |  | 7184 | 691.1493 | [5 empty] | 7189 | 691.237
7185 | 691.105 |  |  |  | 7185 | 691.1823 | [5 empty] | 7190 | 691.27
7186 | 691.138 |  |  |  | 7186 | 691.2153 | [5 empty] | 7191 | 691.303
7187 | 691.171 |  |  |  | 7187 | 691.2483 | [5 empty] | 7192 | 691.336
7188 | 691.204 |  |  |  | 7188 | 691.2814 | [5 empty] | 7193 | 691.369
7189 | 691.237 |  |  |  | 7189 | 691.3144 | [5 empty] | 7194 | 691.402
7190 | 691.27 |  |  |  | 7190 | 691.3474 | [5 empty] | 7195 | 691.435
7191 | 691.303 |  |  |  | 7191 | 691.3804 | [5 empty] | 7196 | 691.468
7192 | 691.336 |  |  |  | 7192 | 691.4135 | [5 empty] | 7197 | 691.501
7193 | 691.369 |  |  |  | 7193 | 691.4465 | [5 empty] | 7198 | 691.534
7194 | 691.402 |  |  |  | 7194 | 691.4795 | [5 empty] | 7199 | 691.567
7195 | 691.435 |  |  |  | 7195 | 691.5125 | [5 empty] | 7200 | 691.6
7196 | 691.468 |  |  |  | 7196 | 691.5456 | [5 empty] | 7201 | 691.633
7197 | 691.501 |  |  |  | 7197 | 691.5786 | [5 empty] | 7202 | 691.666
7198 | 691.534 |  |  |  | 7198 | 691.6116 | [5 empty] | 7203 | 691.699
7199 | 691.567 |  |  |  | 7199 | 691.6446 | [5 empty] | 7204 | 691.732
7200 | 691.6 |  |  |  | 7200 | 691.6777 | [5 empty] | 7205 | 691.765
7201 | 691.633 |  |  |  | 7201 | 691.7107 | [5 empty] | 7206 | 691.798
7202 | 691.666 |  |  |  | 7202 | 691.7437 | [5 empty] | 7207 | 691.831
7203 | 691.699 |  |  |  | 7203 | 691.7768 | [5 empty] | 7208 | 691.864
7204 | 691.732 |  |  |  | 7204 | 691.8098 | [5 empty] | 7209 | 691.897
7205 | 691.765 |  |  |  | 7205 | 691.8428 | [5 empty] | 7210 | 691.93
7206 | 691.798 |  |  |  | 7206 | 691.8758 | [5 empty] | 7211 | 691.963
7207 | 691.831 |  |  |  | 7207 | 691.9089 | [5 empty] | 7212 | 691.996
7208 | 691.864 |  |  |  | 7208 | 691.9419 | [5 empty] | 7213 | 692.029
7209 | 691.897 |  |  |  | 7209 | 691.9749 | [5 empty] | 7214 | 692.062
7210 | 691.93 |  |  |  | 7210 | 692.0079 | [5 empty] | 7215 | 692.095
7211 | 691.963 |  |  |  | 7211 | 692.041 | [5 empty] | 7216 | 692.128
7212 | 691.996 |  |  |  | 7212 | 692.074 | [5 empty] | 7217 | 692.161
7213 | 692.029 |  |  |  | 7213 | 692.107 | [5 empty] | 7218 | 692.194
7214 | 692.062 |  |  |  | 7214 | 692.14 | [5 empty] | 7219 | 692.227
7215 | 692.095 |  |  |  | 7215 | 692.1731 | [5 empty] | 7220 | 692.26
7216 | 692.128 |  |  |  | 7216 | 692.2061 | [5 empty] | 7221 | 692.293
7217 | 692.161 |  |  |  | 7217 | 692.2391 | [5 empty] | 7222 | 692.326
7218 | 692.194 |  |  |  | 7218 | 692.2721 | [5 empty] | 7223 | 692.359
7219 | 692.227 |  |  |  | 7219 | 692.3052 | [5 empty] | 7224 | 692.392
7220 | 692.26 |  |  |  | 7220 | 692.3382 | [5 empty] | 7225 | 692.425
7221 | 692.293 |  |  |  | 7221 | 692.3712 | [5 empty] | 7226 | 692.458
7222 | 692.326 |  |  |  | 7222 | 692.4042 | [5 empty] | 7227 | 692.491
7223 | 692.359 |  |  |  | 7223 | 692.4373 | [5 empty] | 7228 | 692.524
7224 | 692.392 |  |  |  | 7224 | 692.4703 | [5 empty] | 7229 | 692.557
7225 | 692.425 |  |  |  | 7225 | 692.5033 | [5 empty] | 7230 | 692.59
7226 | 692.458 |  |  |  | 7226 | 692.5363 | [5 empty] | 7231 | 692.623
7227 | 692.491 |  |  |  | 7227 | 692.5694 | [5 empty] | 7232 | 692.656
7228 | 692.524 |  |  |  | 7228 | 692.6024 | [5 empty] | 7233 | 692.689
7229 | 692.557 |  |  |  | 7229 | 692.6354 | [5 empty] | 7234 | 692.722
7230 | 692.59 |  |  |  | 7230 | 692.6684 | [5 empty] | 7235 | 692.755
7231 | 692.623 |  |  |  | 7231 | 692.7015 | [5 empty] | 7236 | 692.788
7232 | 692.656 |  |  |  | 7232 | 692.7345 | [5 empty] | 7237 | 692.821
7233 | 692.689 |  |  |  | 7233 | 692.7675 | [5 empty] | 7238 | 692.854
7234 | 692.722 |  |  |  | 7234 | 692.8005 | [5 empty] | 7239 | 692.887
7235 | 692.755 |  |  |  | 7235 | 692.8336 | [5 empty] | 7240 | 692.92
7236 | 692.788 |  |  |  | 7236 | 692.8666 | [5 empty] | 7241 | 692.953
7237 | 692.821 |  |  |  | 7237 | 692.8996 | [5 empty] | 7242 | 692.986
7238 | 692.854 |  |  |  | 7238 | 692.9326 | [5 empty] | 7243 | 693.019
7239 | 692.887 |  |  |  | 7239 | 692.9657 | [5 empty] | 7244 | 693.052
7240 | 692.92 |  |  |  | 7240 | 692.9987 | [5 empty] | 7245 | 693.085
7241 | 692.953 |  |  |  | 7241 | 693.0317 | [5 empty] | 7246 | 693.118
7242 | 692.986 |  |  |  | 7242 | 693.0647 | [5 empty] | 7247 | 693.151
7243 | 693.019 |  |  |  | 7243 | 693.0978 | [5 empty] | 7248 | 693.184
7244 | 693.052 |  |  |  | 7244 | 693.1308 | [5 empty] | 7249 | 693.217
7245 | 693.085 |  |  |  | 7245 | 693.1638 | [5 empty] | 7250 | 693.25
7246 | 693.118 |  |  |  | 7246 | 693.1968 | [5 empty] | 7251 | 693.283
7247 | 693.151 |  |  |  | 7247 | 693.2299 | [5 empty] | 7252 | 693.316
7248 | 693.184 |  |  |  | 7248 | 693.2629 | [5 empty] | 7253 | 693.349
7249 | 693.217 |  |  |  | 7249 | 693.2959 | [5 empty] | 7254 | 693.382
7250 | 693.25 |  |  |  | 7250 | 693.3289 | [5 empty] | 7255 | 693.415
7251 | 693.283 |  |  |  | 7251 | 693.362 | [5 empty] | 7256 | 693.448
7252 | 693.316 |  |  |  | 7252 | 693.395 | [5 empty] | 7257 | 693.481
7253 | 693.349 |  |  |  | 7253 | 693.428 | [5 empty] | 7258 | 693.514
7254 | 693.382 |  |  |  | 7254 | 693.461 | [5 empty] | 7259 | 693.547
7255 | 693.415 |  |  |  | 7255 | 693.4941 | [5 empty] | 7260 | 693.58
7256 | 693.448 |  |  |  | 7256 | 693.5271 | [5 empty] | 7261 | 693.613
7257 | 693.481 |  |  |  | 7257 | 693.5601 | [5 empty] | 7262 | 693.646
7258 | 693.514 |  |  |  | 7258 | 693.5931 | [5 empty] | 7263 | 693.679
7259 | 693.547 |  |  |  | 7259 | 693.6262 | [5 empty] | 7264 | 693.712
7260 | 693.58 |  |  |  | 7260 | 693.6592 | [5 empty] | 7265 | 693.745
7261 | 693.613 |  |  |  | 7261 | 693.6922 | [5 empty] | 7266 | 693.778
7262 | 693.646 |  |  |  | 7262 | 693.7252 | [5 empty] | 7267 | 693.811
7263 | 693.679 |  |  |  | 7263 | 693.7583 | [5 empty] | 7268 | 693.844
7264 | 693.712 |  |  |  | 7264 | 693.7913 | [5 empty] | 7269 | 693.877
7265 | 693.745 |  |  |  | 7265 | 693.8243 | [5 empty] | 7270 | 693.91
7266 | 693.778 |  |  |  | 7266 | 693.8573 | [5 empty] | 7271 | 693.943
7267 | 693.811 |  |  |  | 7267 | 693.8904 | [5 empty] | 7272 | 693.976
7268 | 693.844 |  |  |  | 7268 | 693.9234 | [5 empty] | 7273 | 694.009
7269 | 693.877 |  |  |  | 7269 | 693.9564 | [5 empty] | 7274 | 694.042
7270 | 693.91 |  |  |  | 7270 | 693.9894 | [5 empty] | 7275 | 694.075
7271 | 693.943 |  |  |  | 7271 | 694.0225 | [5 empty] | 7276 | 694.108
7272 | 693.976 |  |  |  | 7272 | 694.0555 | [5 empty] | 7277 | 694.141
7273 | 694.009 |  |  |  | 7273 | 694.0885 | [5 empty] | 7278 | 694.174
7274 | 694.042 |  |  |  | 7274 | 694.1215 | [5 empty] | 7279 | 694.207
7275 | 694.075 |  |  |  | 7275 | 694.1546 | [5 empty] | 7280 | 694.24
7276 | 694.108 |  |  |  | 7276 | 694.1876 | [5 empty] | 7281 | 694.273
7277 | 694.141 |  |  |  | 7277 | 694.2206 | [5 empty] | 7282 | 694.306
7278 | 694.174 |  |  |  | 7278 | 694.2536 | [5 empty] | 7283 | 694.339
7279 | 694.207 |  |  |  | 7279 | 694.2867 | [5 empty] | 7284 | 694.372
7280 | 694.24 |  |  |  | 7280 | 694.3197 | [5 empty] | 7285 | 694.405
7281 | 694.273 |  |  |  | 7281 | 694.3527 | [5 empty] | 7286 | 694.438
7282 | 694.306 |  |  |  | 7282 | 694.3857 | [5 empty] | 7287 | 694.471
7283 | 694.339 |  |  |  | 7283 | 694.4188 | [5 empty] | 7288 | 694.504
7284 | 694.372 |  |  |  | 7284 | 694.4518 | [5 empty] | 7289 | 694.537
7285 | 694.405 |  |  |  | 7285 | 694.4848 | [5 empty] | 7290 | 694.57
7286 | 694.438 |  |  |  | 7286 | 694.5178 | [5 empty] | 7291 | 694.603
7287 | 694.471 |  |  |  | 7287 | 694.5509 | [5 empty] | 7292 | 694.636
7288 | 694.504 |  |  |  | 7288 | 694.5839 | [5 empty] | 7293 | 694.669
7289 | 694.537 |  |  |  | 7289 | 694.6169 | [5 empty] | 7294 | 694.702
7290 | 694.57 |  |  |  | 7290 | 694.6499 | [5 empty] | 7295 | 694.735
7291 | 694.603 |  |  |  | 7291 | 694.683 | [5 empty] | 7296 | 694.768
7292 | 694.636 |  |  |  | 7292 | 694.716 | [5 empty] | 7297 | 694.801
7293 | 694.669 |  |  |  | 7293 | 694.749 | [5 empty] | 7298 | 694.834
7294 | 694.702 |  |  |  | 7294 | 694.782 | [5 empty] | 7299 | 694.867
7295 | 694.735 |  |  |  | 7295 | 694.8151 | [5 empty] | 7300 | 694.9
7296 | 694.768 |  |  |  | 7296 | 694.8481 | [5 empty] | 7301 | 694.933
7297 | 694.801 |  |  |  | 7297 | 694.8811 | [5 empty] | 7302 | 694.966
7298 | 694.834 |  |  |  | 7298 | 694.9141 | [5 empty] | 7303 | 694.999
7299 | 694.867 |  |  |  | 7299 | 694.9472 | [5 empty] | 7304 | 695.032
7300 | 694.9 |  |  |  | 7300 | 694.9802 | [5 empty] | 7305 | 695.065
7301 | 694.933 |  |  |  | 7301 | 695.0132 | [5 empty] | 7306 | 695.098
7302 | 694.966 |  |  |  | 7302 | 695.0462 | [5 empty] | 7307 | 695.131
7303 | 694.999 |  |  |  | 7303 | 695.0793 | [5 empty] | 7308 | 695.164
7304 | 695.032 |  |  |  | 7304 | 695.1123 | [5 empty] | 7309 | 695.197
7305 | 695.065 |  |  |  | 7305 | 695.1453 | [5 empty] | 7310 | 695.23
7306 | 695.098 |  |  |  | 7306 | 695.1783 | [5 empty] | 7311 | 695.263
7307 | 695.131 |  |  |  | 7307 | 695.2114 | [5 empty] | 7312 | 695.296
7308 | 695.164 |  |  |  | 7308 | 695.2444 | [5 empty] | 7313 | 695.329
7309 | 695.197 |  |  |  | 7309 | 695.2774 | [5 empty] | 7314 | 695.362
7310 | 695.23 |  |  |  | 7310 | 695.3104 | [5 empty] | 7315 | 695.395
7311 | 695.263 |  |  |  | 7311 | 695.3435 | [5 empty] | 7316 | 695.428
7312 | 695.296 |  |  |  | 7312 | 695.3765 | [5 empty] | 7317 | 695.461
7313 | 695.329 |  |  |  | 7313 | 695.4095 | [5 empty] | 7318 | 695.494
7314 | 695.362 |  |  |  | 7314 | 695.4425 | [5 empty] | 7319 | 695.527
7315 | 695.395 |  |  |  | 7315 | 695.4756 | [5 empty] | 7320 | 695.56
7316 | 695.428 |  |  |  | 7316 | 695.5086 | [5 empty] | 7321 | 695.593
7317 | 695.461 |  |  |  | 7317 | 695.5416 | [5 empty] | 7322 | 695.626
7318 | 695.494 |  |  |  | 7318 | 695.5746 | [5 empty] | 7323 | 695.659
7319 | 695.527 |  |  |  | 7319 | 695.6077 | [5 empty] | 7324 | 695.692
7320 | 695.56 |  |  |  | 7320 | 695.6407 | [5 empty] | 7325 | 695.725
7321 | 695.593 |  |  |  | 7321 | 695.6737 | [5 empty] | 7326 | 695.758
7322 | 695.626 |  |  |  | 7322 | 695.7067 | [5 empty] | 7327 | 695.791
7323 | 695.659 |  |  |  | 7323 | 695.7398 | [5 empty] | 7328 | 695.824
7324 | 695.692 |  |  |  | 7324 | 695.7728 | [5 empty] | 7329 | 695.857
7325 | 695.725 |  |  |  | 7325 | 695.8058 | [5 empty] | 7330 | 695.89
7326 | 695.758 |  |  |  | 7326 | 695.8388 | [5 empty] | 7331 | 695.923
7327 | 695.791 |  |  |  | 7327 | 695.8719 | [5 empty] | 7332 | 695.956
7328 | 695.824 |  |  |  | 7328 | 695.9049 | [5 empty] | 7333 | 695.989
7329 | 695.857 |  |  |  | 7329 | 695.9379 | [5 empty] | 7334 | 696.022
7330 | 695.89 |  |  |  | 7330 | 695.9709 | [5 empty] | 7335 | 696.055
7331 | 695.923 |  |  |  | 7331 | 696.004 | [5 empty] | 7336 | 696.088
7332 | 695.956 |  |  |  | 7332 | 696.037 | [5 empty] | 7337 | 696.121
7333 | 695.989 |  |  |  | 7333 | 696.07 | [5 empty] | 7338 | 696.154
7334 | 696.022 |  |  |  | 7334 | 696.103 | [5 empty] | 7339 | 696.187
7335 | 696.055 |  |  |  | 7335 | 696.1361 | [5 empty] | 7340 | 696.22
7336 | 696.088 |  |  |  | 7336 | 696.1691 | [5 empty] | 7341 | 696.253
7337 | 696.121 |  |  |  | 7337 | 696.2021 | [5 empty] | 7342 | 696.286
7338 | 696.154 |  |  |  | 7338 | 696.2351 | [5 empty] | 7343 | 696.319
7339 | 696.187 |  |  |  | 7339 | 696.2682 | [5 empty] | 7344 | 696.352
7340 | 696.22 |  |  |  | 7340 | 696.3012 | [5 empty] | 7345 | 696.385
7341 | 696.253 |  |  |  | 7341 | 696.3342 | [5 empty] | 7346 | 696.418
7342 | 696.286 |  |  |  | 7342 | 696.3672 | [5 empty] | 7347 | 696.451
7343 | 696.319 |  |  |  | 7343 | 696.4003 | [5 empty] | 7348 | 696.484
7344 | 696.352 |  |  |  | 7344 | 696.4333 | [5 empty] | 7349 | 696.517
7345 | 696.385 |  |  |  | 7345 | 696.4663 | [5 empty] | 7350 | 696.55
7346 | 696.418 |  |  |  | 7346 | 696.4993 | [5 empty] | 7351 | 696.583
7347 | 696.451 |  |  |  | 7347 | 696.5324 | [5 empty] | 7352 | 696.616
7348 | 696.484 |  |  |  | 7348 | 696.5654 | [5 empty] | 7353 | 696.649
7349 | 696.517 |  |  |  | 7349 | 696.5984 | [5 empty] | 7354 | 696.682
7350 | 696.55 |  |  |  | 7350 | 696.6314 | [5 empty] | 7355 | 696.715
7351 | 696.583 |  |  |  | 7351 | 696.6645 | [5 empty] | 7356 | 696.748
7352 | 696.616 |  |  |  | 7352 | 696.6975 | [5 empty] | 7357 | 696.781
7353 | 696.649 |  |  |  | 7353 | 696.7305 | [5 empty] | 7358 | 696.814
7354 | 696.682 |  |  |  | 7354 | 696.7635 | [5 empty] | 7359 | 696.847
7355 | 696.715 |  |  |  | 7355 | 696.7966 | [5 empty] | 7360 | 696.88
7356 | 696.748 |  |  |  | 7356 | 696.8296 | [5 empty] | 7361 | 696.913
7357 | 696.781 |  |  |  | 7357 | 696.8626 | [5 empty] | 7362 | 696.946
7358 | 696.814 |  |  |  | 7358 | 696.8956 | [5 empty] | 7363 | 696.979
7359 | 696.847 |  |  |  | 7359 | 696.9287 | [5 empty] | 7364 | 697.012
7360 | 696.88 |  |  |  | 7360 | 696.9617 | [5 empty] | 7365 | 697.045
7361 | 696.913 |  |  |  | 7361 | 696.9947 | [5 empty] | 7366 | 697.078
7362 | 696.946 |  |  |  | 7362 | 697.0277 | [5 empty] | 7367 | 697.111
7363 | 696.979 |  |  |  | 7363 | 697.0608 | [5 empty] | 7368 | 697.144
7364 | 697.012 |  |  |  | 7364 | 697.0938 | [5 empty] | 7369 | 697.177
7365 | 697.045 |  |  |  | 7365 | 697.1268 | [5 empty] | 7370 | 697.21
7366 | 697.078 |  |  |  | 7366 | 697.1598 | [5 empty] | 7371 | 697.243
7367 | 697.111 |  |  |  | 7367 | 697.1929 | [5 empty] | 7372 | 697.276
7368 | 697.144 |  |  |  | 7368 | 697.2259 | [5 empty] | 7373 | 697.309
7369 | 697.177 |  |  |  | 7369 | 697.2589 | [5 empty] | 7374 | 697.342
7370 | 697.21 |  |  |  | 7370 | 697.2919 | [5 empty] | 7375 | 697.375
7371 | 697.243 |  |  |  | 7371 | 697.325 | [5 empty] | 7376 | 697.408
7372 | 697.276 |  |  |  | 7372 | 697.358 | [5 empty] | 7377 | 697.441
7373 | 697.309 |  |  |  | 7373 | 697.391 | [5 empty] | 7378 | 697.474
7374 | 697.342 |  |  |  | 7374 | 697.424 | [5 empty] | 7379 | 697.507
7375 | 697.375 |  |  |  | 7375 | 697.4571 | [5 empty] | 7380 | 697.54
7376 | 697.408 |  |  |  | 7376 | 697.4901 | [5 empty] | 7381 | 697.573
7377 | 697.441 |  |  |  | 7377 | 697.5231 | [5 empty] | 7382 | 697.606
7378 | 697.474 |  |  |  | 7378 | 697.5561 | [5 empty] | 7383 | 697.639
7379 | 697.507 |  |  |  | 7379 | 697.5892 | [5 empty] | 7384 | 697.672
7380 | 697.54 |  |  |  | 7380 | 697.6222 | [5 empty] | 7385 | 697.705
7381 | 697.573 |  |  |  | 7381 | 697.6552 | [5 empty] | 7386 | 697.738
7382 | 697.606 |  |  |  | 7382 | 697.6882 | [5 empty] | 7387 | 697.771
7383 | 697.639 |  |  |  | 7383 | 697.7213 | [5 empty] | 7388 | 697.804
7384 | 697.672 |  |  |  | 7384 | 697.7543 | [5 empty] | 7389 | 697.837
7385 | 697.705 |  |  |  | 7385 | 697.7873 | [5 empty] | 7390 | 697.87
7386 | 697.738 |  |  |  | 7386 | 697.8203 | [5 empty] | 7391 | 697.903
7387 | 697.771 |  |  |  | 7387 | 697.8534 | [5 empty] | 7392 | 697.936
7388 | 697.804 |  |  |  | 7388 | 697.8864 | [5 empty] | 7393 | 697.969
7389 | 697.837 |  |  |  | 7389 | 697.9194 | [5 empty] | 7394 | 698.002
7390 | 697.87 |  |  |  | 7390 | 697.9524 | [5 empty] | 7395 | 698.035
7391 | 697.903 |  |  |  | 7391 | 697.9855 | [5 empty] | 7396 | 698.068
7392 | 697.936 |  |  |  | 7392 | 698.0185 | [5 empty] | 7397 | 698.101
7393 | 697.969 |  |  |  | 7393 | 698.0515 | [5 empty] | 7398 | 698.134
7394 | 698.002 |  |  |  | 7394 | 698.0845 | [5 empty] | 7399 | 698.167
7395 | 698.035 |  |  |  | 7395 | 698.1176 | [5 empty] | 7400 | 698.2
7396 | 698.068 |  |  |  | 7396 | 698.1506 | [5 empty] | 7401 | 698.233
7397 | 698.101 |  |  |  | 7397 | 698.1836 | [5 empty] | 7402 | 698.266
7398 | 698.134 |  |  |  | 7398 | 698.2166 | [5 empty] | 7403 | 698.299
7399 | 698.167 |  |  |  | 7399 | 698.2497 | [5 empty] | 7404 | 698.332
7400 | 698.2 |  |  |  | 7400 | 698.2827 | [5 empty] | 7405 | 698.365
7401 | 698.233 |  |  |  | 7401 | 698.3157 | [5 empty] | 7406 | 698.398
7402 | 698.266 |  |  |  | 7402 | 698.3487 | [5 empty] | 7407 | 698.431
7403 | 698.299 |  |  |  | 7403 | 698.3818 | [5 empty] | 7408 | 698.464
7404 | 698.332 |  |  |  | 7404 | 698.4148 | [5 empty] | 7409 | 698.497
7405 | 698.365 |  |  |  | 7405 | 698.4478 | [5 empty] | 7410 | 698.53
7406 | 698.398 |  |  |  | 7406 | 698.4808 | [5 empty] | 7411 | 698.563
7407 | 698.431 |  |  |  | 7407 | 698.5139 | [5 empty] | 7412 | 698.596
7408 | 698.464 |  |  |  | 7408 | 698.5469 | [5 empty] | 7413 | 698.629
7409 | 698.497 |  |  |  | 7409 | 698.5799 | [5 empty] | 7414 | 698.662
7410 | 698.53 |  |  |  | 7410 | 698.6129 | [5 empty] | 7415 | 698.695
7411 | 698.563 |  |  |  | 7411 | 698.646 | [5 empty] | 7416 | 698.728
7412 | 698.596 |  |  |  | 7412 | 698.679 | [5 empty] | 7417 | 698.761
7413 | 698.629 |  |  |  | 7413 | 698.712 | [5 empty] | 7418 | 698.794
7414 | 698.662 |  |  |  | 7414 | 698.745 | [5 empty] | 7419 | 698.827
7415 | 698.695 |  |  |  | 7415 | 698.7781 | [5 empty] | 7420 | 698.86
7416 | 698.728 |  |  |  | 7416 | 698.8111 | [5 empty] | 7421 | 698.893
7417 | 698.761 |  |  |  | 7417 | 698.8441 | [5 empty] | 7422 | 698.926
7418 | 698.794 |  |  |  | 7418 | 698.8771 | [5 empty] | 7423 | 698.959
7419 | 698.827 |  |  |  | 7419 | 698.9102 | [5 empty] | 7424 | 698.992
7420 | 698.86 |  |  |  | 7420 | 698.9432 | [5 empty] | 7425 | 699.025
7421 | 698.893 |  |  |  | 7421 | 698.9762 | [5 empty] | 7426 | 699.058
7422 | 698.926 |  |  |  | 7422 | 699.0092 | [5 empty] | 7427 | 699.091
7423 | 698.959 |  |  |  | 7423 | 699.0423 | [5 empty] | 7428 | 699.124
7424 | 698.992 |  |  |  | 7424 | 699.0753 | [5 empty] | 7429 | 699.157
7425 | 699.025 |  |  |  | 7425 | 699.1083 | [5 empty] | 7430 | 699.19
7426 | 699.058 |  |  |  | 7426 | 699.1413 | [5 empty] | 7431 | 699.223
7427 | 699.091 |  |  |  | 7427 | 699.1744 | [5 empty] | 7432 | 699.256
7428 | 699.124 |  |  |  | 7428 | 699.2074 | [5 empty] | 7433 | 699.289
7429 | 699.157 |  |  |  | 7429 | 699.2404 | [5 empty] | 7434 | 699.322
7430 | 699.19 |  |  |  | 7430 | 699.2734 | [5 empty] | 7435 | 699.355
7431 | 699.223 |  |  |  | 7431 | 699.3065 | [5 empty] | 7436 | 699.388
7432 | 699.256 |  |  |  | 7432 | 699.3395 | [5 empty] | 7437 | 699.421
7433 | 699.289 |  |  |  | 7433 | 699.3725 | [5 empty] | 7438 | 699.454
7434 | 699.322 |  |  |  | 7434 | 699.4055 | [5 empty] | 7439 | 699.487
7435 | 699.355 |  |  |  | 7435 | 699.4386 | [5 empty] | 7440 | 699.52
7436 | 699.388 |  |  |  | 7436 | 699.4716 | [5 empty] | 7441 | 699.553
7437 | 699.421 |  |  |  | 7437 | 699.5046 | [5 empty] | 7442 | 699.586
7438 | 699.454 |  |  |  | 7438 | 699.5376 | [5 empty] | 7443 | 699.619
7439 | 699.487 |  |  |  | 7439 | 699.5707 | [5 empty] | 7444 | 699.652
7440 | 699.52 |  |  |  | 7440 | 699.6037 | [5 empty] | 7445 | 699.685
7441 | 699.553 |  |  |  | 7441 | 699.6367 | [5 empty] | 7446 | 699.718
7442 | 699.586 |  |  |  | 7442 | 699.6697 | [5 empty] | 7447 | 699.751
7443 | 699.619 |  |  |  | 7443 | 699.7028 | [5 empty] | 7448 | 699.784
7444 | 699.652 |  |  |  | 7444 | 699.7358 | [5 empty] | 7449 | 699.817
7445 | 699.685 |  |  |  | 7445 | 699.7688 | [5 empty] | 7450 | 699.85
7446 | 699.718 |  |  |  | 7446 | 699.8018 | [5 empty] | 7451 | 699.883
7447 | 699.751 |  |  |  | 7447 | 699.8349 | [5 empty] | 7452 | 699.916
7448 | 699.784 |  |  |  | 7448 | 699.8679 | [5 empty] | 7453 | 699.949
7449 | 699.817 |  |  |  | 7449 | 699.9009 | [5 empty] | 7454 | 699.982
7450 | 699.85 |  |  |  | 7450 | 699.9339 | [5 empty] | 7455 | 700.015
7451 | 699.883 |  |  |  | 7451 | 699.967 | [5 empty] | 7456 | 700.048
7452 | 699.916 |  |  |  | 7452 | 700 | [5 empty] | 7457 | 700.081
7453 | 699.949 |  |  |  | 7453 | 700.033 | [5 empty] | 7458 | 700.114
7454 | 699.982 |  |  |  | 7454 | 700.0661 | [5 empty] | 7459 | 700.147
7455 | 700.015 |  |  |  | 7455 | 700.0991 | [5 empty] | 7460 | 700.18
7456 | 700.048 |  |  |  | 7456 | 700.1321 | [5 empty] | 7461 | 700.213
7457 | 700.081 |  |  |  | 7457 | 700.1651 | [5 empty] | 7462 | 700.246
7458 | 700.114 |  |  |  | 7458 | 700.1982 | [5 empty] | 7463 | 700.279
7459 | 700.147 |  |  |  | 7459 | 700.2312 | [5 empty] | 7464 | 700.312
7460 | 700.18 |  |  |  | 7460 | 700.2642 | [5 empty] | 7465 | 700.345
7461 | 700.213 |  |  |  | 7461 | 700.2972 | [5 empty] | 7466 | 700.378
7462 | 700.246 |  |  |  | 7462 | 700.3303 | [5 empty] | 7467 | 700.411
7463 | 700.279 |  |  |  | 7463 | 700.3633 | [5 empty] | 7468 | 700.444
7464 | 700.312 |  |  |  | 7464 | 700.3963 | [5 empty] | 7469 | 700.477
7465 | 700.345 |  |  |  | 7465 | 700.4293 | [5 empty] | 7470 | 700.51
7466 | 700.378 |  |  |  | 7466 | 700.4624 | [5 empty] | 7471 | 700.543
7467 | 700.411 |  |  |  | 7467 | 700.4954 | [5 empty] | 7472 | 700.576
7468 | 700.444 |  |  |  | 7468 | 700.5284 | [5 empty] | 7473 | 700.609
7469 | 700.477 |  |  |  | 7469 | 700.5614 | [5 empty] | 7474 | 700.642
7470 | 700.51 |  |  |  | 7470 | 700.5945 | [5 empty] | 7475 | 700.675
7471 | 700.543 |  |  |  | 7471 | 700.6275 | [5 empty] | 7476 | 700.708
7472 | 700.576 |  |  |  | 7472 | 700.6605 | [5 empty] | 7477 | 700.741
7473 | 700.609 |  |  |  | 7473 | 700.6935 | [5 empty] | 7478 | 700.774
7474 | 700.642 |  |  |  | 7474 | 700.7266 | [5 empty] | 7479 | 700.807
7475 | 700.675 |  |  |  | 7475 | 700.7596 | [5 empty] | 7480 | 700.84
7476 | 700.708 |  |  |  | 7476 | 700.7926 | [5 empty] | 7481 | 700.873
7477 | 700.741 |  |  |  | 7477 | 700.8256 | [5 empty] | 7482 | 700.906
7478 | 700.774 |  |  |  | 7478 | 700.8587 | [5 empty] | 7483 | 700.939
7479 | 700.807 |  |  |  | 7479 | 700.8917 | [5 empty] | 7484 | 700.972
7480 | 700.84 |  |  |  | 7480 | 700.9247 | [5 empty] | 7485 | 701.005
7481 | 700.873 |  |  |  | 7481 | 700.9577 | [5 empty] | 7486 | 701.038
7482 | 700.906 |  |  |  | 7482 | 700.9908 | [5 empty] | 7487 | 701.071
7483 | 700.939 |  |  |  | 7483 | 701.0238 | [5 empty] | 7488 | 701.104
7484 | 700.972 |  |  |  | 7484 | 701.0568 | [5 empty] | 7489 | 701.137
7485 | 701.005 |  |  |  | 7485 | 701.0898 | [5 empty] | 7490 | 701.17
7486 | 701.038 |  |  |  | 7486 | 701.1229 | [5 empty] | 7491 | 701.203
7487 | 701.071 |  |  |  | 7487 | 701.1559 | [5 empty] | 7492 | 701.236
7488 | 701.104 |  |  |  | 7488 | 701.1889 | [5 empty] | 7493 | 701.269
7489 | 701.137 |  |  |  | 7489 | 701.2219 | [5 empty] | 7494 | 701.302
7490 | 701.17 |  |  |  | 7490 | 701.255 | [5 empty] | 7495 | 701.335
7491 | 701.203 |  |  |  | 7491 | 701.288 | [5 empty] | 7496 | 701.368
7492 | 701.236 |  |  |  | 7492 | 701.321 | [5 empty] | 7497 | 701.401
7493 | 701.269 |  |  |  | 7493 | 701.354 | [5 empty] | 7498 | 701.434
7494 | 701.302 |  |  |  | 7494 | 701.3871 | [5 empty] | 7499 | 701.467
7495 | 701.335 |  |  |  | 7495 | 701.4201 | [5 empty] | 7500 | 701.5
7496 | 701.368 |  |  |  | 7496 | 701.4531 | [5 empty] | 7501 | 701.533
7497 | 701.401 |  |  |  | 7497 | 701.4861 | [5 empty] | 7502 | 701.566
7498 | 701.434 |  |  |  | 7498 | 701.5192 | [5 empty] | 7503 | 701.599
7499 | 701.467 |  |  |  | 7499 | 701.5522 | [5 empty] | 7504 | 701.632
7500 | 701.5 |  |  |  | 7500 | 701.5852 | [5 empty] | 7505 | 701.665
7501 | 701.533 |  |  |  | 7501 | 701.6182 | [5 empty] | 7506 | 701.698
7502 | 701.566 |  |  |  | 7502 | 701.6513 | [5 empty] | 7507 | 701.731
7503 | 701.599 |  |  |  | 7503 | 701.6843 | [5 empty] | 7508 | 701.764
7504 | 701.632 |  |  |  | 7504 | 701.7173 | [5 empty] | 7509 | 701.797
7505 | 701.665 |  |  |  | 7505 | 701.7503 | [5 empty] | 7510 | 701.83
7506 | 701.698 |  |  |  | 7506 | 701.7834 | [5 empty] | 7511 | 701.863
7507 | 701.731 |  |  |  | 7507 | 701.8164 | [5 empty] | 7512 | 701.896
7508 | 701.764 |  |  |  | 7508 | 701.8494 | [5 empty] | 7513 | 701.929
7509 | 701.797 |  |  |  | 7509 | 701.8824 | [5 empty] | 7514 | 701.962
7510 | 701.83 |  |  |  | 7510 | 701.9155 | [5 empty] | 7515 | 701.995
7511 | 701.863 |  |  |  | 7511 | 701.9485 | [5 empty] | 7516 | 702.028
7512 | 701.896 |  |  |  | 7512 | 701.9815 | [5 empty] | 7517 | 702.061
7513 | 701.929 |  |  |  | 7513 | 702.0145 | [5 empty] | 7518 | 702.094
7514 | 701.962 |  |  |  | 7514 | 702.0476 | [5 empty] | 7519 | 702.127
7515 | 701.995 |  |  |  | 7515 | 702.0806 | [5 empty] | 7520 | 702.16
7516 | 702.028 |  |  |  | 7516 | 702.1136 | [5 empty] | 7521 | 702.193
7517 | 702.061 |  |  |  | 7517 | 702.1466 | [5 empty] | 7522 | 702.226
7518 | 702.094 |  |  |  | 7518 | 702.1797 | [5 empty] | 7523 | 702.259
7519 | 702.127 |  |  |  | 7519 | 702.2127 | [5 empty] | 7524 | 702.292
7520 | 702.16 |  |  |  | 7520 | 702.2457 | [5 empty] | 7525 | 702.325
7521 | 702.193 |  |  |  | 7521 | 702.2787 | [5 empty] | 7526 | 702.358
7522 | 702.226 |  |  |  | 7522 | 702.3118 | [5 empty] | 7527 | 702.391
7523 | 702.259 |  |  |  | 7523 | 702.3448 | [5 empty] | 7528 | 702.424
7524 | 702.292 |  |  |  | 7524 | 702.3778 | [5 empty] | 7529 | 702.457
7525 | 702.325 |  |  |  | 7525 | 702.4108 | [5 empty] | 7530 | 702.49
7526 | 702.358 |  |  |  | 7526 | 702.4439 | [5 empty] | 7531 | 702.523
7527 | 702.391 |  |  |  | 7527 | 702.4769 | [5 empty] | 7532 | 702.556
7528 | 702.424 |  |  |  | 7528 | 702.5099 | [5 empty] | 7533 | 702.589
7529 | 702.457 |  |  |  | 7529 | 702.5429 | [5 empty] | 7534 | 702.622
7530 | 702.49 |  |  |  | 7530 | 702.576 | [5 empty] | 7535 | 702.655
7531 | 702.523 |  |  |  | 7531 | 702.609 | [5 empty] | 7536 | 702.688
7532 | 702.556 |  |  |  | 7532 | 702.642 | [5 empty] | 7537 | 702.721
7533 | 702.589 |  |  |  | 7533 | 702.675 | [5 empty] | 7538 | 702.754
7534 | 702.622 |  |  |  | 7534 | 702.7081 | [5 empty] | 7539 | 702.787
7535 | 702.655 |  |  |  | 7535 | 702.7411 | [5 empty] | 7540 | 702.82
7536 | 702.688 |  |  |  | 7536 | 702.7741 | [5 empty] | 7541 | 702.853
7537 | 702.721 |  |  |  | 7537 | 702.8071 | [5 empty] | 7542 | 702.886
7538 | 702.754 |  |  |  | 7538 | 702.8402 | [5 empty] | 7543 | 702.919
7539 | 702.787 |  |  |  | 7539 | 702.8732 | [5 empty] | 7544 | 702.952
7540 | 702.82 |  |  |  | 7540 | 702.9062 | [5 empty] | 7545 | 702.985
7541 | 702.853 |  |  |  | 7541 | 702.9392 | [5 empty] | 7546 | 703.018
7542 | 702.886 |  |  |  | 7542 | 702.9723 | [5 empty] | 7547 | 703.051
7543 | 702.919 |  |  |  | 7543 | 703.0053 | [5 empty] | 7548 | 703.084
7544 | 702.952 |  |  |  | 7544 | 703.0383 | [5 empty] | 7549 | 703.117
7545 | 702.985 |  |  |  | 7545 | 703.0713 | [5 empty] | 7550 | 703.15
7546 | 703.018 |  |  |  | 7546 | 703.1044 | [5 empty] | 7551 | 703.183
7547 | 703.051 |  |  |  | 7547 | 703.1374 | [5 empty] | 7552 | 703.216
7548 | 703.084 |  |  |  | 7548 | 703.1704 | [5 empty] | 7553 | 703.249
7549 | 703.117 |  |  |  | 7549 | 703.2034 | [5 empty] | 7554 | 703.282
7550 | 703.15 |  |  |  | 7550 | 703.2365 | [5 empty] | 7555 | 703.315
7551 | 703.183 |  |  |  | 7551 | 703.2695 | [5 empty] | 7556 | 703.348
7552 | 703.216 |  |  |  | 7552 | 703.3025 | [5 empty] | 7557 | 703.381
7553 | 703.249 |  |  |  | 7553 | 703.3355 | [5 empty] | 7558 | 703.414
7554 | 703.282 |  |  |  | 7554 | 703.3686 | [5 empty] | 7559 | 703.447
7555 | 703.315 |  |  |  | 7555 | 703.4016 | [5 empty] | 7560 | 703.48
7556 | 703.348 |  |  |  | 7556 | 703.4346 | [5 empty] | 7561 | 703.513
7557 | 703.381 |  |  |  | 7557 | 703.4676 | [5 empty] | 7562 | 703.546
7558 | 703.414 |  |  |  | 7558 | 703.5007 | [5 empty] | 7563 | 703.579
7559 | 703.447 |  |  |  | 7559 | 703.5337 | [5 empty] | 7564 | 703.612
7560 | 703.48 |  |  |  | 7560 | 703.5667 | [5 empty] | 7565 | 703.645
7561 | 703.513 |  |  |  | 7561 | 703.5997 | [5 empty] | 7566 | 703.678
7562 | 703.546 |  |  |  | 7562 | 703.6328 | [5 empty] | 7567 | 703.711
7563 | 703.579 |  |  |  | 7563 | 703.6658 | [5 empty] | 7568 | 703.744
7564 | 703.612 |  |  |  | 7564 | 703.6988 | [5 empty] | 7569 | 703.777
7565 | 703.645 |  |  |  | 7565 | 703.7318 | [5 empty] | 7570 | 703.81
7566 | 703.678 |  |  |  | 7566 | 703.7649 | [5 empty] | 7571 | 703.843
7567 | 703.711 |  |  |  | 7567 | 703.7979 | [5 empty] | 7572 | 703.876
7568 | 703.744 |  |  |  | 7568 | 703.8309 | [5 empty] | 7573 | 703.909
7569 | 703.777 |  |  |  | 7569 | 703.8639 | [5 empty] | 7574 | 703.942
7570 | 703.81 |  |  |  | 7570 | 703.897 | [5 empty] | 7575 | 703.975
7571 | 703.843 |  |  |  | 7571 | 703.93 | [5 empty] | 7576 | 704.008
7572 | 703.876 |  |  |  | 7572 | 703.963 | [5 empty] | 7577 | 704.041
7573 | 703.909 |  |  |  | 7573 | 703.996 | [5 empty] | 7578 | 704.074
7574 | 703.942 |  |  |  | 7574 | 704.0291 | [5 empty] | 7579 | 704.107
7575 | 703.975 |  |  |  | 7575 | 704.0621 | [5 empty] | 7580 | 704.14
7576 | 704.008 |  |  |  | 7576 | 704.0951 | [5 empty] | 7581 | 704.173
7577 | 704.041 |  |  |  | 7577 | 704.1281 | [5 empty] | 7582 | 704.206
7578 | 704.074 |  |  |  | 7578 | 704.1612 | [5 empty] | 7583 | 704.239
7579 | 704.107 |  |  |  | 7579 | 704.1942 | [5 empty] | 7584 | 704.272
7580 | 704.14 |  |  |  | 7580 | 704.2272 | [5 empty] | 7585 | 704.305
7581 | 704.173 |  |  |  | 7581 | 704.2602 | [5 empty] | 7586 | 704.338
7582 | 704.206 |  |  |  | 7582 | 704.2933 | [5 empty] | 7587 | 704.371
7583 | 704.239 |  |  |  | 7583 | 704.3263 | [5 empty] | 7588 | 704.404
7584 | 704.272 |  |  |  | 7584 | 704.3593 | [5 empty] | 7589 | 704.437
7585 | 704.305 |  |  |  | 7585 | 704.3923 | [5 empty] | 7590 | 704.47
7586 | 704.338 |  |  |  | 7586 | 704.4254 | [5 empty] | 7591 | 704.503
7587 | 704.371 |  |  |  | 7587 | 704.4584 | [5 empty] | 7592 | 704.536
7588 | 704.404 |  |  |  | 7588 | 704.4914 | [5 empty] | 7593 | 704.569
7589 | 704.437 |  |  |  | 7589 | 704.5244 | [5 empty] | 7594 | 704.602
7590 | 704.47 |  |  |  | 7590 | 704.5575 | [5 empty] | 7595 | 704.635
7591 | 704.503 |  |  |  | 7591 | 704.5905 | [5 empty] | 7596 | 704.668
7592 | 704.536 |  |  |  | 7592 | 704.6235 | [5 empty] | 7597 | 704.701
7593 | 704.569 |  |  |  | 7593 | 704.6565 | [5 empty] | 7598 | 704.734
7594 | 704.602 |  |  |  | 7594 | 704.6896 | [5 empty] | 7599 | 704.767
7595 | 704.635 |  |  |  | 7595 | 704.7226 | [5 empty] | 7600 | 704.8
7596 | 704.668 |  |  |  | 7596 | 704.7556 | [5 empty] | 7601 | 704.833
7597 | 704.701 |  |  |  | 7597 | 704.7886 | [5 empty] | 7602 | 704.866
7598 | 704.734 |  |  |  | 7598 | 704.8217 | [5 empty] | 7603 | 704.899
7599 | 704.767 |  |  |  | 7599 | 704.8547 | [5 empty] | 7604 | 704.932
7600 | 704.8 |  |  |  | 7600 | 704.8877 | [5 empty] | 7605 | 704.965
7601 | 704.833 |  |  |  | 7601 | 704.9207 | [5 empty] | 7606 | 704.998
7602 | 704.866 |  |  |  | 7602 | 704.9538 | [5 empty] | 7607 | 705.031
7603 | 704.899 |  |  |  | 7603 | 704.9868 | [5 empty] | 7608 | 705.064
7604 | 704.932 |  |  |  | 7604 | 705.0198 | [5 empty] | 7609 | 705.097
7605 | 704.965 |  |  |  | 7605 | 705.0528 | [5 empty] | 7610 | 705.13
7606 | 704.998 |  |  |  | 7606 | 705.0859 | [5 empty] | 7611 | 705.163
7607 | 705.031 |  |  |  | 7607 | 705.1189 | [5 empty] | 7612 | 705.196
7608 | 705.064 |  |  |  | 7608 | 705.1519 | [5 empty] | 7613 | 705.229
7609 | 705.097 |  |  |  | 7609 | 705.1849 | [5 empty] | 7614 | 705.262
7610 | 705.13 |  |  |  | 7610 | 705.218 | [5 empty] | 7615 | 705.295
7611 | 705.163 |  |  |  | 7611 | 705.251 | [5 empty] | 7616 | 705.328
7612 | 705.196 |  |  |  | 7612 | 705.284 | [5 empty] | 7617 | 705.361
7613 | 705.229 |  |  |  | 7613 | 705.317 | [5 empty] | 7618 | 705.394
7614 | 705.262 |  |  |  | 7614 | 705.3501 | [5 empty] | 7619 | 705.427
7615 | 705.295 |  |  |  | 7615 | 705.3831 | [5 empty] | 7620 | 705.46
7616 | 705.328 |  |  |  | 7616 | 705.4161 | [5 empty] | 7621 | 705.493
7617 | 705.361 |  |  |  | 7617 | 705.4491 | [5 empty] | 7622 | 705.526
7618 | 705.394 |  |  |  | 7618 | 705.4822 | [5 empty] | 7623 | 705.559
7619 | 705.427 |  |  |  | 7619 | 705.5152 | [5 empty] | 7624 | 705.592
7620 | 705.46 |  |  |  | 7620 | 705.5482 | [5 empty] | 7625 | 705.625
7621 | 705.493 |  |  |  | 7621 | 705.5812 | [5 empty] | 7626 | 705.658
7622 | 705.526 |  |  |  | 7622 | 705.6143 | [5 empty] | 7627 | 705.691
7623 | 705.559 |  |  |  | 7623 | 705.6473 | [5 empty] | 7628 | 705.724
7624 | 705.592 |  |  |  | 7624 | 705.6803 | [5 empty] | 7629 | 705.757
7625 | 705.625 |  |  |  | 7625 | 705.7133 | [5 empty] | 7630 | 705.79
7626 | 705.658 |  |  |  | 7626 | 705.7464 | [5 empty] | 7631 | 705.823
7627 | 705.691 |  |  |  | 7627 | 705.7794 | [5 empty] | 7632 | 705.856
7628 | 705.724 |  |  |  | 7628 | 705.8124 | [5 empty] | 7633 | 705.889
7629 | 705.757 |  |  |  | 7629 | 705.8454 | [5 empty] | 7634 | 705.922
7630 | 705.79 |  |  |  | 7630 | 705.8785 | [5 empty] | 7635 | 705.955
7631 | 705.823 |  |  |  | 7631 | 705.9115 | [5 empty] | 7636 | 705.988
7632 | 705.856 |  |  |  | 7632 | 705.9445 | [5 empty] | 7637 | 706.021
7633 | 705.889 |  |  |  | 7633 | 705.9775 | [5 empty] | 7638 | 706.054
7634 | 705.922 |  |  |  | 7634 | 706.0106 | [5 empty] | 7639 | 706.087
7635 | 705.955 |  |  |  | 7635 | 706.0436 | [5 empty] | 7640 | 706.12
7636 | 705.988 |  |  |  | 7636 | 706.0766 | [5 empty] | 7641 | 706.153
7637 | 706.021 |  |  |  | 7637 | 706.1096 | [5 empty] | 7642 | 706.186
7638 | 706.054 |  |  |  | 7638 | 706.1427 | [5 empty] | 7643 | 706.219
7639 | 706.087 |  |  |  | 7639 | 706.1757 | [5 empty] | 7644 | 706.252
7640 | 706.12 |  |  |  | 7640 | 706.2087 | [5 empty] | 7645 | 706.285
7641 | 706.153 |  |  |  | 7641 | 706.2417 | [5 empty] | 7646 | 706.318
7642 | 706.186 |  |  |  | 7642 | 706.2748 | [5 empty] | 7647 | 706.351
7643 | 706.219 |  |  |  | 7643 | 706.3078 | [5 empty] | 7648 | 706.384
7644 | 706.252 |  |  |  | 7644 | 706.3408 | [5 empty] | 7649 | 706.417
7645 | 706.285 |  |  |  | 7645 | 706.3738 | [5 empty] | 7650 | 706.45
7646 | 706.318 |  |  |  | 7646 | 706.4069 | [5 empty] | 7651 | 706.483
7647 | 706.351 |  |  |  | 7647 | 706.4399 | [5 empty] | 7652 | 706.516
7648 | 706.384 |  |  |  | 7648 | 706.4729 | [5 empty] | 7653 | 706.549
7649 | 706.417 |  |  |  | 7649 | 706.5059 | [5 empty] | 7654 | 706.582
7650 | 706.45 |  |  |  | 7650 | 706.539 | [5 empty] | 7655 | 706.615
7651 | 706.483 |  |  |  | 7651 | 706.572 | [5 empty] | 7656 | 706.648
7652 | 706.516 |  |  |  | 7652 | 706.605 | [5 empty] | 7657 | 706.681
7653 | 706.549 |  |  |  | 7653 | 706.638 | [5 empty] | 7658 | 706.714
7654 | 706.582 |  |  |  | 7654 | 706.6711 | [5 empty] | 7659 | 706.747
7655 | 706.615 |  |  |  | 7655 | 706.7041 | [5 empty] | 7660 | 706.78
7656 | 706.648 |  |  |  | 7656 | 706.7371 | [5 empty] | 7661 | 706.813
7657 | 706.681 |  |  |  | 7657 | 706.7701 | [5 empty] | 7662 | 706.846
7658 | 706.714 |  |  |  | 7658 | 706.8032 | [5 empty] | 7663 | 706.879
7659 | 706.747 |  |  |  | 7659 | 706.8362 | [5 empty] | 7664 | 706.912
7660 | 706.78 |  |  |  | 7660 | 706.8692 | [5 empty] | 7665 | 706.945
7661 | 706.813 |  |  |  | 7661 | 706.9022 | [5 empty] | 7666 | 706.978
7662 | 706.846 |  |  |  | 7662 | 706.9353 | [5 empty] | 7667 | 707.011
7663 | 706.879 |  |  |  | 7663 | 706.9683 | [5 empty] | 7668 | 707.044
7664 | 706.912 |  |  |  | 7664 | 707.0013 | [5 empty] | 7669 | 707.077
7665 | 706.945 |  |  |  | 7665 | 707.0343 | [5 empty] | 7670 | 707.11
7666 | 706.978 |  |  |  | 7666 | 707.0674 | [5 empty] | 7671 | 707.143
7667 | 707.011 |  |  |  | 7667 | 707.1004 | [5 empty] | 7672 | 707.176
7668 | 707.044 |  |  |  | 7668 | 707.1334 | [5 empty] | 7673 | 707.209
7669 | 707.077 |  |  |  | 7669 | 707.1664 | [5 empty] | 7674 | 707.242
7670 | 707.11 |  |  |  | 7670 | 707.1995 | [5 empty] | 7675 | 707.275
7671 | 707.143 |  |  |  | 7671 | 707.2325 | [5 empty] | 7676 | 707.308
7672 | 707.176 |  |  |  | 7672 | 707.2655 | [5 empty] | 7677 | 707.341
7673 | 707.209 |  |  |  | 7673 | 707.2985 | [5 empty] | 7678 | 707.374
7674 | 707.242 |  |  |  | 7674 | 707.3316 | [5 empty] | 7679 | 707.407
7675 | 707.275 |  |  |  | 7675 | 707.3646 | [5 empty] | 7680 | 707.44
7676 | 707.308 |  |  |  | 7676 | 707.3976 | [5 empty] | 7681 | 707.473
7677 | 707.341 |  |  |  | 7677 | 707.4306 | [5 empty] | 7682 | 707.506
7678 | 707.374 |  |  |  | 7678 | 707.4637 | [5 empty] | 7683 | 707.539
7679 | 707.407 |  |  |  | 7679 | 707.4967 | [5 empty] | 7684 | 707.572
7680 | 707.44 |  |  |  | 7680 | 707.5297 | [5 empty] | 7685 | 707.605
7681 | 707.473 |  |  |  | 7681 | 707.5627 | [5 empty] | 7686 | 707.638
7682 | 707.506 |  |  |  | 7682 | 707.5958 | [5 empty] | 7687 | 707.671
7683 | 707.539 |  |  |  | 7683 | 707.6288 | [5 empty] | 7688 | 707.704
7684 | 707.572 |  |  |  | 7684 | 707.6618 | [5 empty] | 7689 | 707.737
7685 | 707.605 |  |  |  | 7685 | 707.6948 | [5 empty] | 7690 | 707.77
7686 | 707.638 |  |  |  | 7686 | 707.7279 | [5 empty] | 7691 | 707.803
7687 | 707.671 |  |  |  | 7687 | 707.7609 | [5 empty] | 7692 | 707.836
7688 | 707.704 |  |  |  | 7688 | 707.7939 | [5 empty] | 7693 | 707.869
7689 | 707.737 |  |  |  | 7689 | 707.8269 | [5 empty] | 7694 | 707.902
7690 | 707.77 |  |  |  | 7690 | 707.86 | [5 empty] | 7695 | 707.935
7691 | 707.803 |  |  |  | 7691 | 707.893 | [5 empty] | 7696 | 707.968
7692 | 707.836 |  |  |  | 7692 | 707.926 | [5 empty] | 7697 | 708.001
7693 | 707.869 |  |  |  | 7693 | 707.959 | [5 empty] | 7698 | 708.034
7694 | 707.902 |  |  |  | 7694 | 707.9921 | [5 empty] | 7699 | 708.067
7695 | 707.935 |  |  |  | 7695 | 708.0251 | [5 empty] | 7700 | 708.1
7696 | 707.968 |  |  |  | 7696 | 708.0581 | [5 empty] | 7701 | 708.133
7697 | 708.001 |  |  |  | 7697 | 708.0911 | [5 empty] | 7702 | 708.166
7698 | 708.034 |  |  |  | 7698 | 708.1242 | [5 empty] | 7703 | 708.199
7699 | 708.067 |  |  |  | 7699 | 708.1572 | [5 empty] | 7704 | 708.232
7700 | 708.1 |  |  |  | 7700 | 708.1902 | [5 empty] | 7705 | 708.265
7701 | 708.133 |  |  |  | 7701 | 708.2232 | [5 empty] | 7706 | 708.298
7702 | 708.166 |  |  |  | 7702 | 708.2563 | [5 empty] | 7707 | 708.331
7703 | 708.199 |  |  |  | 7703 | 708.2893 | [5 empty] | 7708 | 708.364
7704 | 708.232 |  |  |  | 7704 | 708.3223 | [5 empty] | 7709 | 708.397
7705 | 708.265 |  |  |  | 7705 | 708.3554 | [5 empty] | 7710 | 708.43
7706 | 708.298 |  |  |  | 7706 | 708.3884 | [5 empty] | 7711 | 708.463
7707 | 708.331 |  |  |  | 7707 | 708.4214 | [5 empty] | 7712 | 708.496
7708 | 708.364 |  |  |  | 7708 | 708.4544 | [5 empty] | 7713 | 708.529
7709 | 708.397 |  |  |  | 7709 | 708.4875 | [5 empty] | 7714 | 708.562
7710 | 708.43 |  |  |  | 7710 | 708.5205 | [5 empty] | 7715 | 708.595
7711 | 708.463 |  |  |  | 7711 | 708.5535 | [5 empty] | 7716 | 708.628
7712 | 708.496 |  |  |  | 7712 | 708.5865 | [5 empty] | 7717 | 708.661
7713 | 708.529 |  |  |  | 7713 | 708.6196 | [5 empty] | 7718 | 708.694
7714 | 708.562 |  |  |  | 7714 | 708.6526 | [5 empty] | 7719 | 708.727
7715 | 708.595 |  |  |  | 7715 | 708.6856 | [5 empty] | 7720 | 708.76
7716 | 708.628 |  |  |  | 7716 | 708.7186 | [5 empty] | 7721 | 708.793
7717 | 708.661 |  |  |  | 7717 | 708.7517 | [5 empty] | 7722 | 708.826
7718 | 708.694 |  |  |  | 7718 | 708.7847 | [5 empty] | 7723 | 708.859
7719 | 708.727 |  |  |  | 7719 | 708.8177 | [5 empty] | 7724 | 708.892
7720 | 708.76 |  |  |  | 7720 | 708.8507 | [5 empty] | 7725 | 708.925
7721 | 708.793 |  |  |  | 7721 | 708.8838 | [5 empty] | 7726 | 708.958
7722 | 708.826 |  |  |  | 7722 | 708.9168 | [5 empty] | 7727 | 708.991
7723 | 708.859 |  |  |  | 7723 | 708.9498 | [5 empty] | 7728 | 709.024
7724 | 708.892 |  |  |  | 7724 | 708.9828 | [5 empty] | 7729 | 709.057
7725 | 708.925 |  |  |  | 7725 | 709.0159 | [5 empty] | 7730 | 709.09
7726 | 708.958 |  |  |  | 7726 | 709.0489 | [5 empty] | 7731 | 709.123
7727 | 708.991 |  |  |  | 7727 | 709.0819 | [5 empty] | 7732 | 709.156
7728 | 709.024 |  |  |  | 7728 | 709.1149 | [5 empty] | 7733 | 709.189
7729 | 709.057 |  |  |  | 7729 | 709.148 | [5 empty] | 7734 | 709.222
7730 | 709.09 |  |  |  | 7730 | 709.181 | [5 empty] | 7735 | 709.255
7731 | 709.123 |  |  |  | 7731 | 709.214 | [5 empty] | 7736 | 709.288
7732 | 709.156 |  |  |  | 7732 | 709.247 | [5 empty] | 7737 | 709.321
7733 | 709.189 |  |  |  | 7733 | 709.2801 | [5 empty] | 7738 | 709.354
7734 | 709.222 |  |  |  | 7734 | 709.3131 | [5 empty] | 7739 | 709.387
7735 | 709.255 |  |  |  | 7735 | 709.3461 | [5 empty] | 7740 | 709.42
7736 | 709.288 |  |  |  | 7736 | 709.3791 | [5 empty] | 7741 | 709.453
7737 | 709.321 |  |  |  | 7737 | 709.4122 | [5 empty] | 7742 | 709.486
7738 | 709.354 |  |  |  | 7738 | 709.4452 | [5 empty] | 7743 | 709.519
7739 | 709.387 |  |  |  | 7739 | 709.4782 | [5 empty] | 7744 | 709.552
7740 | 709.42 |  |  |  | 7740 | 709.5112 | [5 empty] | 7745 | 709.585
7741 | 709.453 |  |  |  | 7741 | 709.5443 | [5 empty] | 7746 | 709.618
7742 | 709.486 |  |  |  | 7742 | 709.5773 | [5 empty] | 7747 | 709.651
7743 | 709.519 |  |  |  | 7743 | 709.6103 | [5 empty] | 7748 | 709.684
7744 | 709.552 |  |  |  | 7744 | 709.6433 | [5 empty] | 7749 | 709.717
7745 | 709.585 |  |  |  | 7745 | 709.6764 | [5 empty] | 7750 | 709.75
7746 | 709.618 |  |  |  | 7746 | 709.7094 | [5 empty] | 7751 | 709.783
7747 | 709.651 |  |  |  | 7747 | 709.7424 | [5 empty] | 7752 | 709.816
7748 | 709.684 |  |  |  | 7748 | 709.7754 | [5 empty] | 7753 | 709.849
7749 | 709.717 |  |  |  | 7749 | 709.8085 | [5 empty] | 7754 | 709.882
7750 | 709.75 |  |  |  | 7750 | 709.8415 | [5 empty] | 7755 | 709.915
7751 | 709.783 |  |  |  | 7751 | 709.8745 | [5 empty] | 7756 | 709.948
7752 | 709.816 |  |  |  | 7752 | 709.9075 | [5 empty] | 7757 | 709.981
7753 | 709.849 |  |  |  | 7753 | 709.9406 | [5 empty] | 7758 | 710.014
7754 | 709.882 |  |  |  | 7754 | 709.9736 | [5 empty] | 7759 | 710.047
7755 | 709.915 |  |  |  | 7755 | 710.0066 | [5 empty] | 7760 | 710.08
7756 | 709.948 |  |  |  | 7756 | 710.0396 | [5 empty] | 7761 | 710.113
7757 | 709.981 |  |  |  | 7757 | 710.0727 | [5 empty] | 7762 | 710.146
7758 | 710.014 |  |  |  | 7758 | 710.1057 | [5 empty] | 7763 | 710.179
7759 | 710.047 |  |  |  | 7759 | 710.1387 | [5 empty] | 7764 | 710.212
7760 | 710.08 |  |  |  | 7760 | 710.1717 | [5 empty] | 7765 | 710.245
7761 | 710.113 |  |  |  | 7761 | 710.2048 | [5 empty] | 7766 | 710.278
7762 | 710.146 |  |  |  | 7762 | 710.2378 | [5 empty] | 7767 | 710.311
7763 | 710.179 |  |  |  | 7763 | 710.2708 | [5 empty] | 7768 | 710.344
7764 | 710.212 |  |  |  | 7764 | 710.3038 | [5 empty] | 7769 | 710.377
7765 | 710.245 |  |  |  | 7765 | 710.3369 | [5 empty] | 7770 | 710.41
7766 | 710.278 |  |  |  | 7766 | 710.3699 | [5 empty] | 7771 | 710.443
7767 | 710.311 |  |  |  | 7767 | 710.4029 | [5 empty] | 7772 | 710.476
7768 | 710.344 |  |  |  | 7768 | 710.4359 | [5 empty] | 7773 | 710.509
7769 | 710.377 |  |  |  | 7769 | 710.469 | [5 empty] | 7774 | 710.542
7770 | 710.41 |  |  |  | 7770 | 710.502 | [5 empty] | 7775 | 710.575
7771 | 710.443 |  |  |  | 7771 | 710.535 | [5 empty] | 7776 | 710.608
7772 | 710.476 |  |  |  | 7772 | 710.568 | [5 empty] | 7777 | 710.641
7773 | 710.509 |  |  |  | 7773 | 710.6011 | [5 empty] | 7778 | 710.674
7774 | 710.542 |  |  |  | 7774 | 710.6341 | [5 empty] | 7779 | 710.707
7775 | 710.575 |  |  |  | 7775 | 710.6671 | [5 empty] | 7780 | 710.74
7776 | 710.608 |  |  |  | 7776 | 710.7001 | [5 empty] | 7781 | 710.773
7777 | 710.641 |  |  |  | 7777 | 710.7332 | [5 empty] | 7782 | 710.806
7778 | 710.674 |  |  |  | 7778 | 710.7662 | [5 empty] | 7783 | 710.839
7779 | 710.707 |  |  |  | 7779 | 710.7992 | [5 empty] | 7784 | 710.872
7780 | 710.74 |  |  |  | 7780 | 710.8322 | [5 empty] | 7785 | 710.905
7781 | 710.773 |  |  |  | 7781 | 710.8653 | [5 empty] | 7786 | 710.938
7782 | 710.806 |  |  |  | 7782 | 710.8983 | [5 empty] | 7787 | 710.971
7783 | 710.839 |  |  |  | 7783 | 710.9313 | [5 empty] | 7788 | 711.004
7784 | 710.872 |  |  |  | 7784 | 710.9643 | [5 empty] | 7789 | 711.037
7785 | 710.905 |  |  |  | 7785 | 710.9974 | [5 empty] | 7790 | 711.07
7786 | 710.938 |  |  |  | 7786 | 711.0304 | [5 empty] | 7791 | 711.103
7787 | 710.971 |  |  |  | 7787 | 711.0634 | [5 empty] | 7792 | 711.136
7788 | 711.004 |  |  |  | 7788 | 711.0964 | [5 empty] | 7793 | 711.169
7789 | 711.037 |  |  |  | 7789 | 711.1295 | [5 empty] | 7794 | 711.202
7790 | 711.07 |  |  |  | 7790 | 711.1625 | [5 empty] | 7795 | 711.235
7791 | 711.103 |  |  |  | 7791 | 711.1955 | [5 empty] | 7796 | 711.268
7792 | 711.136 |  |  |  | 7792 | 711.2285 | [5 empty] | 7797 | 711.301
7793 | 711.169 |  |  |  | 7793 | 711.2616 | [5 empty] | 7798 | 711.334
7794 | 711.202 |  |  |  | 7794 | 711.2946 | [5 empty] | 7799 | 711.367
7795 | 711.235 |  |  |  | 7795 | 711.3276 | [5 empty] | 7800 | 711.4
7796 | 711.268 |  |  |  | 7796 | 711.3606 | [5 empty] | 7801 | 711.433
7797 | 711.301 |  |  |  | 7797 | 711.3937 | [5 empty] | 7802 | 711.466
7798 | 711.334 |  |  |  | 7798 | 711.4267 | [5 empty] | 7803 | 711.499
7799 | 711.367 |  |  |  | 7799 | 711.4597 | [5 empty] | 7804 | 711.532
7800 | 711.4 |  |  |  | 7800 | 711.4927 | [5 empty] | 7805 | 711.565
7801 | 711.433 |  |  |  | 7801 | 711.5258 | [5 empty] | 7806 | 711.598
7802 | 711.466 |  |  |  | 7802 | 711.5588 | [5 empty] | 7807 | 711.631
7803 | 711.499 |  |  |  | 7803 | 711.5918 | [5 empty] | 7808 | 711.664
7804 | 711.532 |  |  |  | 7804 | 711.6248 | [5 empty] | 7809 | 711.697
7805 | 711.565 |  |  |  | 7805 | 711.6579 | [5 empty] | 7810 | 711.73
7806 | 711.598 |  |  |  | 7806 | 711.6909 | [5 empty] | 7811 | 711.763
7807 | 711.631 |  |  |  | 7807 | 711.7239 | [5 empty] | 7812 | 711.796
7808 | 711.664 |  |  |  | 7808 | 711.7569 | [5 empty] | 7813 | 711.829
7809 | 711.697 |  |  |  | 7809 | 711.79 | [5 empty] | 7814 | 711.862
7810 | 711.73 |  |  |  | 7810 | 711.823 | [5 empty] | 7815 | 711.895
7811 | 711.763 |  |  |  | 7811 | 711.856 | [5 empty] | 7816 | 711.928
7812 | 711.796 |  |  |  | 7812 | 711.889 | [5 empty] | 7817 | 711.961
7813 | 711.829 |  |  |  | 7813 | 711.9221 | [5 empty] | 7818 | 711.994
7814 | 711.862 |  |  |  | 7814 | 711.9551 | [5 empty] | 7819 | 712.027
7815 | 711.895 |  |  |  | 7815 | 711.9881 | [5 empty] | 7820 | 712.06
7816 | 711.928 |  |  |  | 7816 | 712.0211 | [5 empty] | 7821 | 712.093
7817 | 711.961 |  |  |  | 7817 | 712.0542 | [5 empty] | 7822 | 712.126
7818 | 711.994 |  |  |  | 7818 | 712.0872 | [5 empty] | 7823 | 712.159
7819 | 712.027 |  |  |  | 7819 | 712.1202 | [5 empty] | 7824 | 712.192
7820 | 712.06 |  |  |  | 7820 | 712.1532 | [5 empty] | 7825 | 712.225
7821 | 712.093 |  |  |  | 7821 | 712.1863 | [5 empty] | 7826 | 712.258
7822 | 712.126 |  |  |  | 7822 | 712.2193 | [5 empty] | 7827 | 712.291
7823 | 712.159 |  |  |  | 7823 | 712.2523 | [5 empty] | 7828 | 712.324
7824 | 712.192 |  |  |  | 7824 | 712.2853 | [5 empty] | 7829 | 712.357
7825 | 712.225 |  |  |  | 7825 | 712.3184 | [5 empty] | 7830 | 712.39
7826 | 712.258 |  |  |  | 7826 | 712.3514 | [5 empty] | 7831 | 712.423
7827 | 712.291 |  |  |  | 7827 | 712.3844 | [5 empty] | 7832 | 712.456
7828 | 712.324 |  |  |  | 7828 | 712.4174 | [5 empty] | 7833 | 712.489
7829 | 712.357 |  |  |  | 7829 | 712.4505 | [5 empty] | 7834 | 712.522
7830 | 712.39 |  |  |  | 7830 | 712.4835 | [5 empty] | 7835 | 712.555
7831 | 712.423 |  |  |  | 7831 | 712.5165 | [5 empty] | 7836 | 712.588
7832 | 712.456 |  |  |  | 7832 | 712.5495 | [5 empty] | 7837 | 712.621
7833 | 712.489 |  |  |  | 7833 | 712.5826 | [5 empty] | 7838 | 712.654
7834 | 712.522 |  |  |  | 7834 | 712.6156 | [5 empty] | 7839 | 712.687
7835 | 712.555 |  |  |  | 7835 | 712.6486 | [5 empty] | 7840 | 712.72
7836 | 712.588 |  |  |  | 7836 | 712.6816 | [5 empty] | 7841 | 712.753
7837 | 712.621 |  |  |  | 7837 | 712.7147 | [5 empty] | 7842 | 712.786
7838 | 712.654 |  |  |  | 7838 | 712.7477 | [5 empty] | 7843 | 712.819
7839 | 712.687 |  |  |  | 7839 | 712.7807 | [5 empty] | 7844 | 712.852
7840 | 712.72 |  |  |  | 7840 | 712.8137 | [5 empty] | 7845 | 712.885
7841 | 712.753 |  |  |  | 7841 | 712.8468 | [5 empty] | 7846 | 712.918
7842 | 712.786 |  |  |  | 7842 | 712.8798 | [5 empty] | 7847 | 712.951
7843 | 712.819 |  |  |  | 7843 | 712.9128 | [5 empty] | 7848 | 712.984
7844 | 712.852 |  |  |  | 7844 | 712.9458 | [5 empty] | 7849 | 713.017
7845 | 712.885 |  |  |  | 7845 | 712.9789 | [5 empty] | 7850 | 713.05
7846 | 712.918 |  |  |  | 7846 | 713.0119 | [5 empty] | 7851 | 713.083
7847 | 712.951 |  |  |  | 7847 | 713.0449 | [5 empty] | 7852 | 713.116
7848 | 712.984 |  |  |  | 7848 | 713.0779 | [5 empty] | 7853 | 713.149
7849 | 713.017 |  |  |  | 7849 | 713.111 | [5 empty] | 7854 | 713.182
7850 | 713.05 |  |  |  | 7850 | 713.144 | [5 empty] | 7855 | 713.215
7851 | 713.083 |  |  |  | 7851 | 713.177 | [5 empty] | 7856 | 713.248
7852 | 713.116 |  |  |  | 7852 | 713.21 | [5 empty] | 7857 | 713.281
7853 | 713.149 |  |  |  | 7853 | 713.2431 | [5 empty] | 7858 | 713.314
7854 | 713.182 |  |  |  | 7854 | 713.2761 | [5 empty] | 7859 | 713.347
7855 | 713.215 |  |  |  | 7855 | 713.3091 | [5 empty] | 7860 | 713.38
7856 | 713.248 |  |  |  | 7856 | 713.3421 | [5 empty] | 7861 | 713.413
7857 | 713.281 |  |  |  | 7857 | 713.3752 | [5 empty] | 7862 | 713.446
7858 | 713.314 |  |  |  | 7858 | 713.4082 | [5 empty] | 7863 | 713.479
7859 | 713.347 |  |  |  | 7859 | 713.4412 | [5 empty] | 7864 | 713.512
7860 | 713.38 |  |  |  | 7860 | 713.4742 | [5 empty] | 7865 | 713.545
7861 | 713.413 |  |  |  | 7861 | 713.5073 | [5 empty] | 7866 | 713.578
7862 | 713.446 |  |  |  | 7862 | 713.5403 | [5 empty] | 7867 | 713.611
7863 | 713.479 |  |  |  | 7863 | 713.5733 | [5 empty] | 7868 | 713.644
7864 | 713.512 |  |  |  | 7864 | 713.6063 | [5 empty] | 7869 | 713.677
7865 | 713.545 |  |  |  | 7865 | 713.6394 | [5 empty] | 7870 | 713.71
7866 | 713.578 |  |  |  | 7866 | 713.6724 | [5 empty] | 7871 | 713.743
7867 | 713.611 |  |  |  | 7867 | 713.7054 | [5 empty] | 7872 | 713.776
7868 | 713.644 |  |  |  | 7868 | 713.7384 | [5 empty] | 7873 | 713.809
7869 | 713.677 |  |  |  | 7869 | 713.7715 | [5 empty] | 7874 | 713.842
7870 | 713.71 |  |  |  | 7870 | 713.8045 | [5 empty] | 7875 | 713.875
7871 | 713.743 |  |  |  | 7871 | 713.8375 | [5 empty] | 7876 | 713.908
7872 | 713.776 |  |  |  | 7872 | 713.8705 | [5 empty] | 7877 | 713.941
7873 | 713.809 |  |  |  | 7873 | 713.9036 | [5 empty] | 7878 | 713.974
7874 | 713.842 |  |  |  | 7874 | 713.9366 | [5 empty] | 7879 | 714.007
7875 | 713.875 |  |  |  | 7875 | 713.9696 | [5 empty] | 7880 | 714.04
7876 | 713.908 |  |  |  | 7876 | 714.0026 | [5 empty] | 7881 | 714.073
7877 | 713.941 |  |  |  | 7877 | 714.0357 | [5 empty] | 7882 | 714.106
7878 | 713.974 |  |  |  | 7878 | 714.0687 | [5 empty] | 7883 | 714.139
7879 | 714.007 |  |  |  | 7879 | 714.1017 | [5 empty] | 7884 | 714.172
7880 | 714.04 |  |  |  | 7880 | 714.1347 | [5 empty] | 7885 | 714.205
7881 | 714.073 |  |  |  | 7881 | 714.1678 | [5 empty] | 7886 | 714.238
7882 | 714.106 |  |  |  | 7882 | 714.2008 | [5 empty] | 7887 | 714.271
7883 | 714.139 |  |  |  | 7883 | 714.2338 | [5 empty] | 7888 | 714.304
7884 | 714.172 |  |  |  | 7884 | 714.2668 | [5 empty] | 7889 | 714.337
7885 | 714.205 |  |  |  | 7885 | 714.2999 | [5 empty] | 7890 | 714.37
7886 | 714.238 |  |  |  | 7886 | 714.3329 | [5 empty] | 7891 | 714.403
7887 | 714.271 |  |  |  | 7887 | 714.3659 | [5 empty] | 7892 | 714.436
7888 | 714.304 |  |  |  | 7888 | 714.3989 | [5 empty] | 7893 | 714.469
7889 | 714.337 |  |  |  | 7889 | 714.432 | [5 empty] | 7894 | 714.502
7890 | 714.37 |  |  |  | 7890 | 714.465 | [5 empty] | 7895 | 714.535
7891 | 714.403 |  |  |  | 7891 | 714.498 | [5 empty] | 7896 | 714.568
7892 | 714.436 |  |  |  | 7892 | 714.531 | [5 empty] | 7897 | 714.601
7893 | 714.469 |  |  |  | 7893 | 714.5641 | [5 empty] | 7898 | 714.634
7894 | 714.502 |  |  |  | 7894 | 714.5971 | [5 empty] | 7899 | 714.667
7895 | 714.535 |  |  |  | 7895 | 714.6301 | [5 empty] | 7900 | 714.7
7896 | 714.568 |  |  |  | 7896 | 714.6631 | [5 empty] | 7901 | 714.733
7897 | 714.601 |  |  |  | 7897 | 714.6962 | [5 empty] | 7902 | 714.766
7898 | 714.634 |  |  |  | 7898 | 714.7292 | [5 empty] | 7903 | 714.799
7899 | 714.667 |  |  |  | 7899 | 714.7622 | [5 empty] | 7904 | 714.832
7900 | 714.7 |  |  |  | 7900 | 714.7952 | [5 empty] | 7905 | 714.865
7901 | 714.733 |  |  |  | 7901 | 714.8283 | [5 empty] | 7906 | 714.898
7902 | 714.766 |  |  |  | 7902 | 714.8613 | [5 empty] | 7907 | 714.931
7903 | 714.799 |  |  |  | 7903 | 714.8943 | [5 empty] | 7908 | 714.964
7904 | 714.832 |  |  |  | 7904 | 714.9273 | [5 empty] | 7909 | 714.997
7905 | 714.865 |  |  |  | 7905 | 714.9604 | [5 empty] | 7910 | 715.03
7906 | 714.898 |  |  |  | 7906 | 714.9934 | [5 empty] | 7911 | 715.063
7907 | 714.931 |  |  |  | 7907 | 715.0264 | [5 empty] | 7912 | 715.096
7908 | 714.964 |  |  |  | 7908 | 715.0594 | [5 empty] | 7913 | 715.129
7909 | 714.997 |  |  |  | 7909 | 715.0925 | [5 empty] | 7914 | 715.162
7910 | 715.03 |  |  |  | 7910 | 715.1255 | [5 empty] | 7915 | 715.195
7911 | 715.063 |  |  |  | 7911 | 715.1585 | [5 empty] | 7916 | 715.228
7912 | 715.096 |  |  |  | 7912 | 715.1915 | [5 empty] | 7917 | 715.261
7913 | 715.129 |  |  |  | 7913 | 715.2246 | [5 empty] | 7918 | 715.294
7914 | 715.162 |  |  |  | 7914 | 715.2576 | [5 empty] | 7919 | 715.327
7915 | 715.195 |  |  |  | 7915 | 715.2906 | [5 empty] | 7920 | 715.36
7916 | 715.228 |  |  |  | 7916 | 715.3236 | [5 empty] | 7921 | 715.393
7917 | 715.261 |  |  |  | 7917 | 715.3567 | [5 empty] | 7922 | 715.426
7918 | 715.294 |  |  |  | 7918 | 715.3897 | [5 empty] | 7923 | 715.459
7919 | 715.327 |  |  |  | 7919 | 715.4227 | [5 empty] | 7924 | 715.492
7920 | 715.36 |  |  |  | 7920 | 715.4557 | [5 empty] | 7925 | 715.525
7921 | 715.393 |  |  |  | 7921 | 715.4888 | [5 empty] | 7926 | 715.558
7922 | 715.426 |  |  |  | 7922 | 715.5218 | [5 empty] | 7927 | 715.591
7923 | 715.459 |  |  |  | 7923 | 715.5548 | [5 empty] | 7928 | 715.624
7924 | 715.492 |  |  |  | 7924 | 715.5878 | [5 empty] | 7929 | 715.657
7925 | 715.525 |  |  |  | 7925 | 715.6209 | [5 empty] | 7930 | 715.69
7926 | 715.558 |  |  |  | 7926 | 715.6539 | [5 empty] | 7931 | 715.723
7927 | 715.591 |  |  |  | 7927 | 715.6869 | [5 empty] | 7932 | 715.756
7928 | 715.624 |  |  |  | 7928 | 715.7199 | [5 empty] | 7933 | 715.789
7929 | 715.657 |  |  |  | 7929 | 715.753 | [5 empty] | 7934 | 715.822
7930 | 715.69 |  |  |  | 7930 | 715.786 | [5 empty] | 7935 | 715.855
7931 | 715.723 |  |  |  | 7931 | 715.819 | [5 empty] | 7936 | 715.888
7932 | 715.756 |  |  |  | 7932 | 715.852 | [5 empty] | 7937 | 715.921
7933 | 715.789 |  |  |  | 7933 | 715.8851 | [5 empty] | 7938 | 715.954
7934 | 715.822 |  |  |  | 7934 | 715.9181 | [5 empty] | 7939 | 715.987
7935 | 715.855 |  |  |  | 7935 | 715.9511 | [5 empty] | 7940 | 716.02
7936 | 715.888 |  |  |  | 7936 | 715.9841 | [5 empty] | 7941 | 716.053
7937 | 715.921 |  |  |  | 7937 | 716.0172 | [5 empty] | 7942 | 716.086
7938 | 715.954 |  |  |  | 7938 | 716.0502 | [5 empty] | 7943 | 716.119
7939 | 715.987 |  |  |  | 7939 | 716.0832 | [5 empty] | 7944 | 716.152
7940 | 716.02 |  |  |  | 7940 | 716.1162 | [5 empty] | 7945 | 716.185
7941 | 716.053 |  |  |  | 7941 | 716.1493 | [5 empty] | 7946 | 716.218
7942 | 716.086 |  |  |  | 7942 | 716.1823 | [5 empty] | 7947 | 716.251
7943 | 716.119 |  |  |  | 7943 | 716.2153 | [5 empty] | 7948 | 716.284
7944 | 716.152 |  |  |  | 7944 | 716.2483 | [5 empty] | 7949 | 716.317
7945 | 716.185 |  |  |  | 7945 | 716.2814 | [5 empty] | 7950 | 716.35
7946 | 716.218 |  |  |  | 7946 | 716.3144 | [5 empty] | 7951 | 716.383
7947 | 716.251 |  |  |  | 7947 | 716.3474 | [5 empty] | 7952 | 716.416
7948 | 716.284 |  |  |  | 7948 | 716.3804 | [5 empty] | 7953 | 716.449
7949 | 716.317 |  |  |  | 7949 | 716.4135 | [5 empty] | 7954 | 716.482
7950 | 716.35 |  |  |  | 7950 | 716.4465 | [5 empty] | 7955 | 716.515
7951 | 716.383 |  |  |  | 7951 | 716.4795 | [5 empty] | 7956 | 716.548
7952 | 716.416 |  |  |  | 7952 | 716.5125 | [5 empty] | 7957 | 716.581
7953 | 716.449 |  |  |  | 7953 | 716.5456 | [5 empty] | 7958 | 716.614
7954 | 716.482 |  |  |  | 7954 | 716.5786 | [5 empty] | 7959 | 716.647
7955 | 716.515 |  |  |  | 7955 | 716.6116 | [5 empty] | 7960 | 716.68
7956 | 716.548 |  |  |  | 7956 | 716.6446 | [5 empty] | 7961 | 716.713
7957 | 716.581 |  |  |  | 7957 | 716.6777 | [5 empty] | 7962 | 716.746
7958 | 716.614 |  |  |  | 7958 | 716.7107 | [5 empty] | 7963 | 716.779
7959 | 716.647 |  |  |  | 7959 | 716.7437 | [5 empty] | 7964 | 716.812
7960 | 716.68 |  |  |  | 7960 | 716.7768 | [5 empty] | 7965 | 716.845
7961 | 716.713 |  |  |  | 7961 | 716.8098 | [5 empty] | 7966 | 716.878
7962 | 716.746 |  |  |  | 7962 | 716.8428 | [5 empty] | 7967 | 716.911
7963 | 716.779 |  |  |  | 7963 | 716.8758 | [5 empty] | 7968 | 716.944
7964 | 716.812 |  |  |  | 7964 | 716.9089 | [5 empty] | 7969 | 716.977
7965 | 716.845 |  |  |  | 7965 | 716.9419 | [5 empty] | 7970 | 717.01
7966 | 716.878 |  |  |  | 7966 | 716.9749 | [5 empty] | 7971 | 717.043
7967 | 716.911 |  |  |  | 7967 | 717.0079 | [5 empty] | 7972 | 717.076
7968 | 716.944 |  |  |  | 7968 | 717.041 | [5 empty] | 7973 | 717.109
7969 | 716.977 |  |  |  | 7969 | 717.074 | [5 empty] | 7974 | 717.142
7970 | 717.01 |  |  |  | 7970 | 717.107 | [5 empty] | 7975 | 717.175
7971 | 717.043 |  |  |  | 7971 | 717.14 | [5 empty] | 7976 | 717.208
7972 | 717.076 |  |  |  | 7972 | 717.1731 | [5 empty] | 7977 | 717.241
7973 | 717.109 |  |  |  | 7973 | 717.2061 | [5 empty] | 7978 | 717.274
7974 | 717.142 |  |  |  | 7974 | 717.2391 | [5 empty] | 7979 | 717.307
7975 | 717.175 |  |  |  | 7975 | 717.2721 | [5 empty] | 7980 | 717.34
7976 | 717.208 |  |  |  | 7976 | 717.3052 | [5 empty] | 7981 | 717.373
7977 | 717.241 |  |  |  | 7977 | 717.3382 | [5 empty] | 7982 | 717.406
7978 | 717.274 |  |  |  | 7978 | 717.3712 | [5 empty] | 7983 | 717.439
7979 | 717.307 |  |  |  | 7979 | 717.4042 | [5 empty] | 7984 | 717.472
7980 | 717.34 |  |  |  | 7980 | 717.4373 | [5 empty] | 7985 | 717.505
7981 | 717.373 |  |  |  | 7981 | 717.4703 | [5 empty] | 7986 | 717.538
7982 | 717.406 |  |  |  | 7982 | 717.5033 | [5 empty] | 7987 | 717.571
7983 | 717.439 |  |  |  | 7983 | 717.5363 | [5 empty] | 7988 | 717.604
7984 | 717.472 |  |  |  | 7984 | 717.5694 | [5 empty] | 7989 | 717.637
7985 | 717.505 |  |  |  | 7985 | 717.6024 | [5 empty] | 7990 | 717.67
7986 | 717.538 |  |  |  | 7986 | 717.6354 | [5 empty] | 7991 | 717.703
7987 | 717.571 |  |  |  | 7987 | 717.6684 | [5 empty] | 7992 | 717.736
7988 | 717.604 |  |  |  | 7988 | 717.7015 | [5 empty] | 7993 | 717.769
7989 | 717.637 |  |  |  | 7989 | 717.7345 | [5 empty] | 7994 | 717.802
7990 | 717.67 |  |  |  | 7990 | 717.7675 | [5 empty] | 7995 | 717.835
7991 | 717.703 |  |  |  | 7991 | 717.8005 | [5 empty] | 7996 | 717.868
7992 | 717.736 |  |  |  | 7992 | 717.8336 | [5 empty] | 7997 | 717.901
7993 | 717.769 |  |  |  | 7993 | 717.8666 | [5 empty] | 7998 | 717.934
7994 | 717.802 |  |  |  | 7994 | 717.8996 | [5 empty] | 7999 | 717.967
7995 | 717.835 |  |  |  | 7995 | 717.9326 | [5 empty] | 8000 | 718
7996 | 717.868 |  |  |  | 7996 | 717.9657 | [5 empty] | 8001 | 718.027
7997 | 717.901 |  |  |  | 7997 | 717.9987 | [5 empty] | 8002 | 718.054
7998 | 717.934 |  |  |  | 7998 | 718.0317 | [5 empty] | 8003 | 718.081
7999 | 717.967 |  |  |  | 7999 | 718.0647 | [5 empty] | 8004 | 718.108
8000 | 718 |  |  |  | 8000 | 718.0978 | [5 empty] | 8005 | 718.135
8001 | 718.027 |  |  |  | 8001 | 718.1247 | [5 empty] | 8006 | 718.162
8002 | 718.054 |  |  |  | 8002 | 718.1517 | [5 empty] | 8007 | 718.189
8003 | 718.081 |  |  |  | 8003 | 718.1786 | [5 empty] | 8008 | 718.216
8004 | 718.108 |  |  |  | 8004 | 718.2055 | [5 empty] | 8009 | 718.243
8005 | 718.135 |  |  |  | 8005 | 718.2325 | [5 empty] | 8010 | 718.27
8006 | 718.162 |  |  |  | 8006 | 718.2594 | [5 empty] | 8011 | 718.297
8007 | 718.189 |  |  |  | 8007 | 718.2864 | [5 empty] | 8012 | 718.324
8008 | 718.216 |  |  |  | 8008 | 718.3133 | [5 empty] | 8013 | 718.351
8009 | 718.243 |  |  |  | 8009 | 718.3403 | [5 empty] | 8014 | 718.378
8010 | 718.27 |  |  |  | 8010 | 718.3672 | [5 empty] | 8015 | 718.405
8011 | 718.297 |  |  |  | 8011 | 718.3942 | [5 empty] | 8016 | 718.432
8012 | 718.324 |  |  |  | 8012 | 718.4211 | [5 empty] | 8017 | 718.459
8013 | 718.351 |  |  |  | 8013 | 718.4481 | [5 empty] | 8018 | 718.486
8014 | 718.378 |  |  |  | 8014 | 718.475 | [5 empty] | 8019 | 718.513
8015 | 718.405 |  |  |  | 8015 | 718.502 | [5 empty] | 8020 | 718.54
8016 | 718.432 |  |  |  | 8016 | 718.5289 | [5 empty] | 8021 | 718.567
8017 | 718.459 |  |  |  | 8017 | 718.5559 | [5 empty] | 8022 | 718.594
8018 | 718.486 |  |  |  | 8018 | 718.5828 | [5 empty] | 8023 | 718.621
8019 | 718.513 |  |  |  | 8019 | 718.6098 | [5 empty] | 8024 | 718.648
8020 | 718.54 |  |  |  | 8020 | 718.6367 | [5 empty] | 8025 | 718.675
8021 | 718.567 |  |  |  | 8021 | 718.6637 | [5 empty] | 8026 | 718.702
8022 | 718.594 |  |  |  | 8022 | 718.6906 | [5 empty] | 8027 | 718.729
8023 | 718.621 |  |  |  | 8023 | 718.7176 | [5 empty] | 8028 | 718.756
8024 | 718.648 |  |  |  | 8024 | 718.7445 | [5 empty] | 8029 | 718.783
8025 | 718.675 |  |  |  | 8025 | 718.7715 | [5 empty] | 8030 | 718.81
8026 | 718.702 |  |  |  | 8026 | 718.7984 | [5 empty] | 8031 | 718.837
8027 | 718.729 |  |  |  | 8027 | 718.8254 | [5 empty] | 8032 | 718.864
8028 | 718.756 |  |  |  | 8028 | 718.8523 | [5 empty] | 8033 | 718.891
8029 | 718.783 |  |  |  | 8029 | 718.8793 | [5 empty] | 8034 | 718.918
8030 | 718.81 |  |  |  | 8030 | 718.9062 | [5 empty] | 8035 | 718.945
8031 | 718.837 |  |  |  | 8031 | 718.9332 | [5 empty] | 8036 | 718.972
8032 | 718.864 |  |  |  | 8032 | 718.9601 | [5 empty] | 8037 | 718.999
8033 | 718.891 |  |  |  | 8033 | 718.9871 | [5 empty] | 8038 | 719.026
8034 | 718.918 |  |  |  | 8034 | 719.014 | [5 empty] | 8039 | 719.053
8035 | 718.945 |  |  |  | 8035 | 719.041 | [5 empty] | 8040 | 719.08
8036 | 718.972 |  |  |  | 8036 | 719.0679 | [5 empty] | 8041 | 719.107
8037 | 718.999 |  |  |  | 8037 | 719.0948 | [5 empty] | 8042 | 719.134
8038 | 719.026 |  |  |  | 8038 | 719.1218 | [5 empty] | 8043 | 719.161
8039 | 719.053 |  |  |  | 8039 | 719.1487 | [5 empty] | 8044 | 719.188
8040 | 719.08 |  |  |  | 8040 | 719.1757 | [5 empty] | 8045 | 719.215
8041 | 719.107 |  |  |  | 8041 | 719.2026 | [5 empty] | 8046 | 719.242
8042 | 719.134 |  |  |  | 8042 | 719.2296 | [5 empty] | 8047 | 719.269
8043 | 719.161 |  |  |  | 8043 | 719.2565 | [5 empty] | 8048 | 719.296
8044 | 719.188 |  |  |  | 8044 | 719.2835 | [5 empty] | 8049 | 719.323
8045 | 719.215 |  |  |  | 8045 | 719.3104 | [5 empty] | 8050 | 719.35
8046 | 719.242 |  |  |  | 8046 | 719.3374 | [5 empty] | 8051 | 719.377
8047 | 719.269 |  |  |  | 8047 | 719.3643 | [5 empty] | 8052 | 719.404
8048 | 719.296 |  |  |  | 8048 | 719.3913 | [5 empty] | 8053 | 719.431
8049 | 719.323 |  |  |  | 8049 | 719.4182 | [5 empty] | 8054 | 719.458
8050 | 719.35 |  |  |  | 8050 | 719.4452 | [5 empty] | 8055 | 719.485
8051 | 719.377 |  |  |  | 8051 | 719.4721 | [5 empty] | 8056 | 719.512
8052 | 719.404 |  |  |  | 8052 | 719.4991 | [5 empty] | 8057 | 719.539
8053 | 719.431 |  |  |  | 8053 | 719.526 | [5 empty] | 8058 | 719.566
8054 | 719.458 |  |  |  | 8054 | 719.553 | [5 empty] | 8059 | 719.593
8055 | 719.485 |  |  |  | 8055 | 719.5799 | [5 empty] | 8060 | 719.62
8056 | 719.512 |  |  |  | 8056 | 719.6069 | [5 empty] | 8061 | 719.647
8057 | 719.539 |  |  |  | 8057 | 719.6338 | [5 empty] | 8062 | 719.674
8058 | 719.566 |  |  |  | 8058 | 719.6608 | [5 empty] | 8063 | 719.701
8059 | 719.593 |  |  |  | 8059 | 719.6877 | [5 empty] | 8064 | 719.728
8060 | 719.62 |  |  |  | 8060 | 719.7147 | [5 empty] | 8065 | 719.755
8061 | 719.647 |  |  |  | 8061 | 719.7416 | [5 empty] | 8066 | 719.782
8062 | 719.674 |  |  |  | 8062 | 719.7686 | [5 empty] | 8067 | 719.809
8063 | 719.701 |  |  |  | 8063 | 719.7955 | [5 empty] | 8068 | 719.836
8064 | 719.728 |  |  |  | 8064 | 719.8225 | [5 empty] | 8069 | 719.863
8065 | 719.755 |  |  |  | 8065 | 719.8494 | [5 empty] | 8070 | 719.89
8066 | 719.782 |  |  |  | 8066 | 719.8764 | [5 empty] | 8071 | 719.917
8067 | 719.809 |  |  |  | 8067 | 719.9033 | [5 empty] | 8072 | 719.944
8068 | 719.836 |  |  |  | 8068 | 719.9303 | [5 empty] | 8073 | 719.971
8069 | 719.863 |  |  |  | 8069 | 719.9572 | [5 empty] | 8074 | 719.998
8070 | 719.89 |  |  |  | 8070 | 719.9841 | [5 empty] | 8075 | 720.025
8071 | 719.917 |  |  |  | 8071 | 720.0111 | [5 empty] | 8076 | 720.052
8072 | 719.944 |  |  |  | 8072 | 720.038 | [5 empty] | 8077 | 720.079
8073 | 719.971 |  |  |  | 8073 | 720.065 | [5 empty] | 8078 | 720.106
8074 | 719.998 |  |  |  | 8074 | 720.0919 | [5 empty] | 8079 | 720.133
8075 | 720.025 |  |  |  | 8075 | 720.1189 | [5 empty] | 8080 | 720.16
8076 | 720.052 |  |  |  | 8076 | 720.1458 | [5 empty] | 8081 | 720.187
8077 | 720.079 |  |  |  | 8077 | 720.1728 | [5 empty] | 8082 | 720.214
8078 | 720.106 |  |  |  | 8078 | 720.1997 | [5 empty] | 8083 | 720.241
8079 | 720.133 |  |  |  | 8079 | 720.2267 | [5 empty] | 8084 | 720.268
8080 | 720.16 |  |  |  | 8080 | 720.2536 | [5 empty] | 8085 | 720.295
8081 | 720.187 |  |  |  | 8081 | 720.2806 | [5 empty] | 8086 | 720.322
8082 | 720.214 |  |  |  | 8082 | 720.3075 | [5 empty] | 8087 | 720.349
8083 | 720.241 |  |  |  | 8083 | 720.3345 | [5 empty] | 8088 | 720.376
8084 | 720.268 |  |  |  | 8084 | 720.3614 | [5 empty] | 8089 | 720.403
8085 | 720.295 |  |  |  | 8085 | 720.3884 | [5 empty] | 8090 | 720.43
8086 | 720.322 |  |  |  | 8086 | 720.4153 | [5 empty] | 8091 | 720.457
8087 | 720.349 |  |  |  | 8087 | 720.4423 | [5 empty] | 8092 | 720.484
8088 | 720.376 |  |  |  | 8088 | 720.4692 | [5 empty] | 8093 | 720.511
8089 | 720.403 |  |  |  | 8089 | 720.4962 | [5 empty] | 8094 | 720.538
8090 | 720.43 |  |  |  | 8090 | 720.5231 | [5 empty] | 8095 | 720.565
8091 | 720.457 |  |  |  | 8091 | 720.5501 | [5 empty] | 8096 | 720.592
8092 | 720.484 |  |  |  | 8092 | 720.577 | [5 empty] | 8097 | 720.619
8093 | 720.511 |  |  |  | 8093 | 720.604 | [5 empty] | 8098 | 720.646
8094 | 720.538 |  |  |  | 8094 | 720.6309 | [5 empty] | 8099 | 720.673
8095 | 720.565 |  |  |  | 8095 | 720.6579 | [5 empty] | 8100 | 720.7
8096 | 720.592 |  |  |  | 8096 | 720.6848 | [5 empty] | 8101 | 720.727
8097 | 720.619 |  |  |  | 8097 | 720.7118 | [5 empty] | 8102 | 720.754
8098 | 720.646 |  |  |  | 8098 | 720.7387 | [5 empty] | 8103 | 720.781
8099 | 720.673 |  |  |  | 8099 | 720.7657 | [5 empty] | 8104 | 720.808
8100 | 720.7 |  |  |  | 8100 | 720.7926 | [5 empty] | 8105 | 720.835
8101 | 720.727 |  |  |  | 8101 | 720.8196 | [5 empty] | 8106 | 720.862
8102 | 720.754 |  |  |  | 8102 | 720.8465 | [5 empty] | 8107 | 720.889
8103 | 720.781 |  |  |  | 8103 | 720.8734 | [5 empty] | 8108 | 720.916
8104 | 720.808 |  |  |  | 8104 | 720.9004 | [5 empty] | 8109 | 720.943
8105 | 720.835 |  |  |  | 8105 | 720.9273 | [5 empty] | 8110 | 720.97
8106 | 720.862 |  |  |  | 8106 | 720.9543 | [5 empty] | 8111 | 720.997
8107 | 720.889 |  |  |  | 8107 | 720.9812 | [5 empty] | 8112 | 721.024
8108 | 720.916 |  |  |  | 8108 | 721.0082 | [5 empty] | 8113 | 721.051
8109 | 720.943 |  |  |  | 8109 | 721.0351 | [5 empty] | 8114 | 721.078
8110 | 720.97 |  |  |  | 8110 | 721.0621 | [5 empty] | 8115 | 721.105
8111 | 720.997 |  |  |  | 8111 | 721.089 | [5 empty] | 8116 | 721.132
8112 | 721.024 |  |  |  | 8112 | 721.116 | [5 empty] | 8117 | 721.159
8113 | 721.051 |  |  |  | 8113 | 721.1429 | [5 empty] | 8118 | 721.186
8114 | 721.078 |  |  |  | 8114 | 721.1699 | [5 empty] | 8119 | 721.213
8115 | 721.105 |  |  |  | 8115 | 721.1968 | [5 empty] | 8120 | 721.24
8116 | 721.132 |  |  |  | 8116 | 721.2238 | [5 empty] | 8121 | 721.267
8117 | 721.159 |  |  |  | 8117 | 721.2507 | [5 empty] | 8122 | 721.294
8118 | 721.186 |  |  |  | 8118 | 721.2777 | [5 empty] | 8123 | 721.321
8119 | 721.213 |  |  |  | 8119 | 721.3046 | [5 empty] | 8124 | 721.348
8120 | 721.24 |  |  |  | 8120 | 721.3316 | [5 empty] | 8125 | 721.375
8121 | 721.267 |  |  |  | 8121 | 721.3585 | [5 empty] | 8126 | 721.402
8122 | 721.294 |  |  |  | 8122 | 721.3855 | [5 empty] | 8127 | 721.429
8123 | 721.321 |  |  |  | 8123 | 721.4124 | [5 empty] | 8128 | 721.456
8124 | 721.348 |  |  |  | 8124 | 721.4394 | [5 empty] | 8129 | 721.483
8125 | 721.375 |  |  |  | 8125 | 721.4663 | [5 empty] | 8130 | 721.51
8126 | 721.402 |  |  |  | 8126 | 721.4933 | [5 empty] | 8131 | 721.537
8127 | 721.429 |  |  |  | 8127 | 721.5202 | [5 empty] | 8132 | 721.564
8128 | 721.456 |  |  |  | 8128 | 721.5472 | [5 empty] | 8133 | 721.591
8129 | 721.483 |  |  |  | 8129 | 721.5741 | [5 empty] | 8134 | 721.618
8130 | 721.51 |  |  |  | 8130 | 721.6011 | [5 empty] | 8135 | 721.645
8131 | 721.537 |  |  |  | 8131 | 721.628 | [5 empty] | 8136 | 721.672
8132 | 721.564 |  |  |  | 8132 | 721.655 | [5 empty] | 8137 | 721.699
8133 | 721.591 |  |  |  | 8133 | 721.6819 | [5 empty] | 8138 | 721.726
8134 | 721.618 |  |  |  | 8134 | 721.7089 | [5 empty] | 8139 | 721.753
8135 | 721.645 |  |  |  | 8135 | 721.7358 | [5 empty] | 8140 | 721.78
8136 | 721.672 |  |  |  | 8136 | 721.7627 | [5 empty] | 8141 | 721.807
8137 | 721.699 |  |  |  | 8137 | 721.7897 | [5 empty] | 8142 | 721.834
8138 | 721.726 |  |  |  | 8138 | 721.8166 | [5 empty] | 8143 | 721.861
8139 | 721.753 |  |  |  | 8139 | 721.8436 | [5 empty] | 8144 | 721.888
8140 | 721.78 |  |  |  | 8140 | 721.8705 | [5 empty] | 8145 | 721.915
8141 | 721.807 |  |  |  | 8141 | 721.8975 | [5 empty] | 8146 | 721.942
8142 | 721.834 |  |  |  | 8142 | 721.9244 | [5 empty] | 8147 | 721.969
8143 | 721.861 |  |  |  | 8143 | 721.9514 | [5 empty] | 8148 | 721.996
8144 | 721.888 |  |  |  | 8144 | 721.9783 | [5 empty] | 8149 | 722.023
8145 | 721.915 |  |  |  | 8145 | 722.0053 | [5 empty] | 8150 | 722.05
8146 | 721.942 |  |  |  | 8146 | 722.0322 | [5 empty] | 8151 | 722.077
8147 | 721.969 |  |  |  | 8147 | 722.0592 | [5 empty] | 8152 | 722.104
8148 | 721.996 |  |  |  | 8148 | 722.0861 | [5 empty] | 8153 | 722.131
8149 | 722.023 |  |  |  | 8149 | 722.1131 | [5 empty] | 8154 | 722.158
8150 | 722.05 |  |  |  | 8150 | 722.14 | [5 empty] | 8155 | 722.185
8151 | 722.077 |  |  |  | 8151 | 722.167 | [5 empty] | 8156 | 722.212
8152 | 722.104 |  |  |  | 8152 | 722.1939 | [5 empty] | 8157 | 722.239
8153 | 722.131 |  |  |  | 8153 | 722.2209 | [5 empty] | 8158 | 722.266
8154 | 722.158 |  |  |  | 8154 | 722.2478 | [5 empty] | 8159 | 722.293
8155 | 722.185 |  |  |  | 8155 | 722.2748 | [5 empty] | 8160 | 722.32
8156 | 722.212 |  |  |  | 8156 | 722.3017 | [5 empty] | 8161 | 722.347
8157 | 722.239 |  |  |  | 8157 | 722.3287 | [5 empty] | 8162 | 722.374
8158 | 722.266 |  |  |  | 8158 | 722.3556 | [5 empty] | 8163 | 722.401
8159 | 722.293 |  |  |  | 8159 | 722.3826 | [5 empty] | 8164 | 722.428
8160 | 722.32 |  |  |  | 8160 | 722.4095 | [5 empty] | 8165 | 722.455
8161 | 722.347 |  |  |  | 8161 | 722.4365 | [5 empty] | 8166 | 722.482
8162 | 722.374 |  |  |  | 8162 | 722.4634 | [5 empty] | 8167 | 722.509
8163 | 722.401 |  |  |  | 8163 | 722.4904 | [5 empty] | 8168 | 722.536
8164 | 722.428 |  |  |  | 8164 | 722.5173 | [5 empty] | 8169 | 722.563
8165 | 722.455 |  |  |  | 8165 | 722.5443 | [5 empty] | 8170 | 722.59
8166 | 722.482 |  |  |  | 8166 | 722.5712 | [5 empty] | 8171 | 722.617
8167 | 722.509 |  |  |  | 8167 | 722.5982 | [5 empty] | 8172 | 722.644
8168 | 722.536 |  |  |  | 8168 | 722.6251 | [5 empty] | 8173 | 722.671
8169 | 722.563 |  |  |  | 8169 | 722.652 | [5 empty] | 8174 | 722.698
8170 | 722.59 |  |  |  | 8170 | 722.679 | [5 empty] | 8175 | 722.725
8171 | 722.617 |  |  |  | 8171 | 722.7059 | [5 empty] | 8176 | 722.752
8172 | 722.644 |  |  |  | 8172 | 722.7329 | [5 empty] | 8177 | 722.779
8173 | 722.671 |  |  |  | 8173 | 722.7598 | [5 empty] | 8178 | 722.806
8174 | 722.698 |  |  |  | 8174 | 722.7868 | [5 empty] | 8179 | 722.833
8175 | 722.725 |  |  |  | 8175 | 722.8137 | [5 empty] | 8180 | 722.86
8176 | 722.752 |  |  |  | 8176 | 722.8407 | [5 empty] | 8181 | 722.887
8177 | 722.779 |  |  |  | 8177 | 722.8676 | [5 empty] | 8182 | 722.914
8178 | 722.806 |  |  |  | 8178 | 722.8946 | [5 empty] | 8183 | 722.941
8179 | 722.833 |  |  |  | 8179 | 722.9215 | [5 empty] | 8184 | 722.968
8180 | 722.86 |  |  |  | 8180 | 722.9485 | [5 empty] | 8185 | 722.995
8181 | 722.887 |  |  |  | 8181 | 722.9754 | [5 empty] | 8186 | 723.022
8182 | 722.914 |  |  |  | 8182 | 723.0024 | [5 empty] | 8187 | 723.049
8183 | 722.941 |  |  |  | 8183 | 723.0293 | [5 empty] | 8188 | 723.076
8184 | 722.968 |  |  |  | 8184 | 723.0563 | [5 empty] | 8189 | 723.103
8185 | 722.995 |  |  |  | 8185 | 723.0832 | [5 empty] | 8190 | 723.13
8186 | 723.022 |  |  |  | 8186 | 723.1102 | [5 empty] | 8191 | 723.157
8187 | 723.049 |  |  |  | 8187 | 723.1371 | [5 empty] | 8192 | 723.184
8188 | 723.076 |  |  |  | 8188 | 723.1641 | [5 empty] | 8193 | 723.211
8189 | 723.103 |  |  |  | 8189 | 723.191 | [5 empty] | 8194 | 723.238
8190 | 723.13 |  |  |  | 8190 | 723.218 | [5 empty] | 8195 | 723.265
8191 | 723.157 |  |  |  | 8191 | 723.2449 | [5 empty] | 8196 | 723.292
8192 | 723.184 |  |  |  | 8192 | 723.2719 | [5 empty] | 8197 | 723.319
8193 | 723.211 |  |  |  | 8193 | 723.2988 | [5 empty] | 8198 | 723.346
8194 | 723.238 |  |  |  | 8194 | 723.3258 | [5 empty] | 8199 | 723.373
8195 | 723.265 |  |  |  | 8195 | 723.3527 | [5 empty] | 8200 | 723.4
8196 | 723.292 |  |  |  | 8196 | 723.3797 | [5 empty] | 8201 | 723.427
8197 | 723.319 |  |  |  | 8197 | 723.4066 | [5 empty] | 8202 | 723.454
8198 | 723.346 |  |  |  | 8198 | 723.4336 | [5 empty] | 8203 | 723.481
8199 | 723.373 |  |  |  | 8199 | 723.4605 | [5 empty] | 8204 | 723.508
8200 | 723.4 |  |  |  | 8200 | 723.4875 | [5 empty] | 8205 | 723.535
8201 | 723.427 |  |  |  | 8201 | 723.5144 | [5 empty] | 8206 | 723.562
8202 | 723.454 |  |  |  | 8202 | 723.5413 | [5 empty] | 8207 | 723.589
8203 | 723.481 |  |  |  | 8203 | 723.5683 | [5 empty] | 8208 | 723.616
8204 | 723.508 |  |  |  | 8204 | 723.5952 | [5 empty] | 8209 | 723.643
8205 | 723.535 |  |  |  | 8205 | 723.6222 | [5 empty] | 8210 | 723.67
8206 | 723.562 |  |  |  | 8206 | 723.6491 | [5 empty] | 8211 | 723.697
8207 | 723.589 |  |  |  | 8207 | 723.6761 | [5 empty] | 8212 | 723.724
8208 | 723.616 |  |  |  | 8208 | 723.703 | [5 empty] | 8213 | 723.751
8209 | 723.643 |  |  |  | 8209 | 723.73 | [5 empty] | 8214 | 723.778
8210 | 723.67 |  |  |  | 8210 | 723.7569 | [5 empty] | 8215 | 723.805
8211 | 723.697 |  |  |  | 8211 | 723.7839 | [5 empty] | 8216 | 723.832
8212 | 723.724 |  |  |  | 8212 | 723.8108 | [5 empty] | 8217 | 723.859
8213 | 723.751 |  |  |  | 8213 | 723.8378 | [5 empty] | 8218 | 723.886
8214 | 723.778 |  |  |  | 8214 | 723.8647 | [5 empty] | 8219 | 723.913
8215 | 723.805 |  |  |  | 8215 | 723.8917 | [5 empty] | 8220 | 723.94
8216 | 723.832 |  |  |  | 8216 | 723.9186 | [5 empty] | 8221 | 723.967
8217 | 723.859 |  |  |  | 8217 | 723.9456 | [5 empty] | 8222 | 723.994
8218 | 723.886 |  |  |  | 8218 | 723.9725 | [5 empty] | 8223 | 724.021
8219 | 723.913 |  |  |  | 8219 | 723.9995 | [5 empty] | 8224 | 724.048
8220 | 723.94 |  |  |  | 8220 | 724.0264 | [5 empty] | 8225 | 724.075
8221 | 723.967 |  |  |  | 8221 | 724.0534 | [5 empty] | 8226 | 724.102
8222 | 723.994 |  |  |  | 8222 | 724.0803 | [5 empty] | 8227 | 724.129
8223 | 724.021 |  |  |  | 8223 | 724.1073 | [5 empty] | 8228 | 724.156
8224 | 724.048 |  |  |  | 8224 | 724.1342 | [5 empty] | 8229 | 724.183
8225 | 724.075 |  |  |  | 8225 | 724.1612 | [5 empty] | 8230 | 724.21
8226 | 724.102 |  |  |  | 8226 | 724.1881 | [5 empty] | 8231 | 724.237
8227 | 724.129 |  |  |  | 8227 | 724.2151 | [5 empty] | 8232 | 724.264
8228 | 724.156 |  |  |  | 8228 | 724.242 | [5 empty] | 8233 | 724.291
8229 | 724.183 |  |  |  | 8229 | 724.269 | [5 empty] | 8234 | 724.318
8230 | 724.21 |  |  |  | 8230 | 724.2959 | [5 empty] | 8235 | 724.345
8231 | 724.237 |  |  |  | 8231 | 724.3229 | [5 empty] | 8236 | 724.372
8232 | 724.264 |  |  |  | 8232 | 724.3498 | [5 empty] | 8237 | 724.399
8233 | 724.291 |  |  |  | 8233 | 724.3768 | [5 empty] | 8238 | 724.426
8234 | 724.318 |  |  |  | 8234 | 724.4037 | [5 empty] | 8239 | 724.453
8235 | 724.345 |  |  |  | 8235 | 724.4306 | [5 empty] | 8240 | 724.48
8236 | 724.372 |  |  |  | 8236 | 724.4576 | [5 empty] | 8241 | 724.507
8237 | 724.399 |  |  |  | 8237 | 724.4845 | [5 empty] | 8242 | 724.534
8238 | 724.426 |  |  |  | 8238 | 724.5115 | [5 empty] | 8243 | 724.561
8239 | 724.453 |  |  |  | 8239 | 724.5384 | [5 empty] | 8244 | 724.588
8240 | 724.48 |  |  |  | 8240 | 724.5654 | [5 empty] | 8245 | 724.615
8241 | 724.507 |  |  |  | 8241 | 724.5923 | [5 empty] | 8246 | 724.642
8242 | 724.534 |  |  |  | 8242 | 724.6193 | [5 empty] | 8247 | 724.669
8243 | 724.561 |  |  |  | 8243 | 724.6462 | [5 empty] | 8248 | 724.696
8244 | 724.588 |  |  |  | 8244 | 724.6732 | [5 empty] | 8249 | 724.723
8245 | 724.615 |  |  |  | 8245 | 724.7001 | [5 empty] | 8250 | 724.75
8246 | 724.642 |  |  |  | 8246 | 724.7271 | [5 empty] | 8251 | 724.777
8247 | 724.669 |  |  |  | 8247 | 724.754 | [5 empty] | 8252 | 724.804
8248 | 724.696 |  |  |  | 8248 | 724.781 | [5 empty] | 8253 | 724.831
8249 | 724.723 |  |  |  | 8249 | 724.8079 | [5 empty] | 8254 | 724.858
8250 | 724.75 |  |  |  | 8250 | 724.8349 | [5 empty] | 8255 | 724.885
8251 | 724.777 |  |  |  | 8251 | 724.8618 | [5 empty] | 8256 | 724.912
8252 | 724.804 |  |  |  | 8252 | 724.8888 | [5 empty] | 8257 | 724.939
8253 | 724.831 |  |  |  | 8253 | 724.9157 | [5 empty] | 8258 | 724.966
8254 | 724.858 |  |  |  | 8254 | 724.9427 | [5 empty] | 8259 | 724.993
8255 | 724.885 |  |  |  | 8255 | 724.9696 | [5 empty] | 8260 | 725.02
8256 | 724.912 |  |  |  | 8256 | 724.9966 | [5 empty] | 8261 | 725.047
8257 | 724.939 |  |  |  | 8257 | 725.0235 | [5 empty] | 8262 | 725.074
8258 | 724.966 |  |  |  | 8258 | 725.0505 | [5 empty] | 8263 | 725.101
8259 | 724.993 |  |  |  | 8259 | 725.0774 | [5 empty] | 8264 | 725.128
8260 | 725.02 |  |  |  | 8260 | 725.1044 | [5 empty] | 8265 | 725.155
8261 | 725.047 |  |  |  | 8261 | 725.1313 | [5 empty] | 8266 | 725.182
8262 | 725.074 |  |  |  | 8262 | 725.1583 | [5 empty] | 8267 | 725.209
8263 | 725.101 |  |  |  | 8263 | 725.1852 | [5 empty] | 8268 | 725.236
8264 | 725.128 |  |  |  | 8264 | 725.2122 | [5 empty] | 8269 | 725.263
8265 | 725.155 |  |  |  | 8265 | 725.2391 | [5 empty] | 8270 | 725.29
8266 | 725.182 |  |  |  | 8266 | 725.2661 | [5 empty] | 8271 | 725.317
8267 | 725.209 |  |  |  | 8267 | 725.293 | [5 empty] | 8272 | 725.344
8268 | 725.236 |  |  |  | 8268 | 725.3199 | [5 empty] | 8273 | 725.371
8269 | 725.263 |  |  |  | 8269 | 725.3469 | [5 empty] | 8274 | 725.398
8270 | 725.29 |  |  |  | 8270 | 725.3738 | [5 empty] | 8275 | 725.425
8271 | 725.317 |  |  |  | 8271 | 725.4008 | [5 empty] | 8276 | 725.452
8272 | 725.344 |  |  |  | 8272 | 725.4277 | [5 empty] | 8277 | 725.479
8273 | 725.371 |  |  |  | 8273 | 725.4547 | [5 empty] | 8278 | 725.506
8274 | 725.398 |  |  |  | 8274 | 725.4816 | [5 empty] | 8279 | 725.533
8275 | 725.425 |  |  |  | 8275 | 725.5086 | [5 empty] | 8280 | 725.56
8276 | 725.452 |  |  |  | 8276 | 725.5355 | [5 empty] | 8281 | 725.587
8277 | 725.479 |  |  |  | 8277 | 725.5625 | [5 empty] | 8282 | 725.614
8278 | 725.506 |  |  |  | 8278 | 725.5894 | [5 empty] | 8283 | 725.641
8279 | 725.533 |  |  |  | 8279 | 725.6164 | [5 empty] | 8284 | 725.668
8280 | 725.56 |  |  |  | 8280 | 725.6433 | [5 empty] | 8285 | 725.695
8281 | 725.587 |  |  |  | 8281 | 725.6703 | [5 empty] | 8286 | 725.722
8282 | 725.614 |  |  |  | 8282 | 725.6972 | [5 empty] | 8287 | 725.749
8283 | 725.641 |  |  |  | 8283 | 725.7242 | [5 empty] | 8288 | 725.776
8284 | 725.668 |  |  |  | 8284 | 725.7511 | [5 empty] | 8289 | 725.803
8285 | 725.695 |  |  |  | 8285 | 725.7781 | [5 empty] | 8290 | 725.83
8286 | 725.722 |  |  |  | 8286 | 725.805 | [5 empty] | 8291 | 725.857
8287 | 725.749 |  |  |  | 8287 | 725.832 | [5 empty] | 8292 | 725.884
8288 | 725.776 |  |  |  | 8288 | 725.8589 | [5 empty] | 8293 | 725.911
8289 | 725.803 |  |  |  | 8289 | 725.8859 | [5 empty] | 8294 | 725.938
8290 | 725.83 |  |  |  | 8290 | 725.9128 | [5 empty] | 8295 | 725.965
8291 | 725.857 |  |  |  | 8291 | 725.9398 | [5 empty] | 8296 | 725.992
8292 | 725.884 |  |  |  | 8292 | 725.9667 | [5 empty] | 8297 | 726.019
8293 | 725.911 |  |  |  | 8293 | 725.9937 | [5 empty] | 8298 | 726.046
8294 | 725.938 |  |  |  | 8294 | 726.0206 | [5 empty] | 8299 | 726.073
8295 | 725.965 |  |  |  | 8295 | 726.0476 | [5 empty] | 8300 | 726.1
8296 | 725.992 |  |  |  | 8296 | 726.0745 | [5 empty] | 8301 | 726.127
8297 | 726.019 |  |  |  | 8297 | 726.1015 | [5 empty] | 8302 | 726.154
8298 | 726.046 |  |  |  | 8298 | 726.1284 | [5 empty] | 8303 | 726.181
8299 | 726.073 |  |  |  | 8299 | 726.1554 | [5 empty] | 8304 | 726.208
8300 | 726.1 |  |  |  | 8300 | 726.1823 | [5 empty] | 8305 | 726.235
8301 | 726.127 |  |  |  | 8301 | 726.2092 | [5 empty] | 8306 | 726.262
8302 | 726.154 |  |  |  | 8302 | 726.2362 | [5 empty] | 8307 | 726.289
8303 | 726.181 |  |  |  | 8303 | 726.2631 | [5 empty] | 8308 | 726.316
8304 | 726.208 |  |  |  | 8304 | 726.2901 | [5 empty] | 8309 | 726.343
8305 | 726.235 |  |  |  | 8305 | 726.317 | [5 empty] | 8310 | 726.37
8306 | 726.262 |  |  |  | 8306 | 726.344 | [5 empty] | 8311 | 726.397
8307 | 726.289 |  |  |  | 8307 | 726.3709 | [5 empty] | 8312 | 726.424
8308 | 726.316 |  |  |  | 8308 | 726.3979 | [5 empty] | 8313 | 726.451
8309 | 726.343 |  |  |  | 8309 | 726.4248 | [5 empty] | 8314 | 726.478
8310 | 726.37 |  |  |  | 8310 | 726.4518 | [5 empty] | 8315 | 726.505
8311 | 726.397 |  |  |  | 8311 | 726.4787 | [5 empty] | 8316 | 726.532
8312 | 726.424 |  |  |  | 8312 | 726.5057 | [5 empty] | 8317 | 726.559
8313 | 726.451 |  |  |  | 8313 | 726.5326 | [5 empty] | 8318 | 726.586
8314 | 726.478 |  |  |  | 8314 | 726.5596 | [5 empty] | 8319 | 726.613
8315 | 726.505 |  |  |  | 8315 | 726.5865 | [5 empty] | 8320 | 726.64
8316 | 726.532 |  |  |  | 8316 | 726.6135 | [5 empty] | 8321 | 726.667
8317 | 726.559 |  |  |  | 8317 | 726.6404 | [5 empty] | 8322 | 726.694
8318 | 726.586 |  |  |  | 8318 | 726.6674 | [5 empty] | 8323 | 726.721
8319 | 726.613 |  |  |  | 8319 | 726.6943 | [5 empty] | 8324 | 726.748
8320 | 726.64 |  |  |  | 8320 | 726.7213 | [5 empty] | 8325 | 726.775
8321 | 726.667 |  |  |  | 8321 | 726.7482 | [5 empty] | 8326 | 726.802
8322 | 726.694 |  |  |  | 8322 | 726.7752 | [5 empty] | 8327 | 726.829
8323 | 726.721 |  |  |  | 8323 | 726.8021 | [5 empty] | 8328 | 726.856
8324 | 726.748 |  |  |  | 8324 | 726.8291 | [5 empty] | 8329 | 726.883
8325 | 726.775 |  |  |  | 8325 | 726.856 | [5 empty] | 8330 | 726.91
8326 | 726.802 |  |  |  | 8326 | 726.883 | [5 empty] | 8331 | 726.937
8327 | 726.829 |  |  |  | 8327 | 726.9099 | [5 empty] | 8332 | 726.964
8328 | 726.856 |  |  |  | 8328 | 726.9369 | [5 empty] | 8333 | 726.991
8329 | 726.883 |  |  |  | 8329 | 726.9638 | [5 empty] | 8334 | 727.018
8330 | 726.91 |  |  |  | 8330 | 726.9908 | [5 empty] | 8335 | 727.045
8331 | 726.937 |  |  |  | 8331 | 727.0177 | [5 empty] | 8336 | 727.072
8332 | 726.964 |  |  |  | 8332 | 727.0446 | [5 empty] | 8337 | 727.099
8333 | 726.991 |  |  |  | 8333 | 727.0716 | [5 empty] | 8338 | 727.126
8334 | 727.018 |  |  |  | 8334 | 727.0985 | [5 empty] | 8339 | 727.153
8335 | 727.045 |  |  |  | 8335 | 727.1255 | [5 empty] | 8340 | 727.18
8336 | 727.072 |  |  |  | 8336 | 727.1524 | [5 empty] | 8341 | 727.207
8337 | 727.099 |  |  |  | 8337 | 727.1794 | [5 empty] | 8342 | 727.234
8338 | 727.126 |  |  |  | 8338 | 727.2063 | [5 empty] | 8343 | 727.261
8339 | 727.153 |  |  |  | 8339 | 727.2333 | [5 empty] | 8344 | 727.288
8340 | 727.18 |  |  |  | 8340 | 727.2602 | [5 empty] | 8345 | 727.315
8341 | 727.207 |  |  |  | 8341 | 727.2872 | [5 empty] | 8346 | 727.342
8342 | 727.234 |  |  |  | 8342 | 727.3141 | [5 empty] | 8347 | 727.369
8343 | 727.261 |  |  |  | 8343 | 727.3411 | [5 empty] | 8348 | 727.396
8344 | 727.288 |  |  |  | 8344 | 727.368 | [5 empty] | 8349 | 727.423
8345 | 727.315 |  |  |  | 8345 | 727.395 | [5 empty] | 8350 | 727.45
8346 | 727.342 |  |  |  | 8346 | 727.4219 | [5 empty] | 8351 | 727.477
8347 | 727.369 |  |  |  | 8347 | 727.4489 | [5 empty] | 8352 | 727.504
8348 | 727.396 |  |  |  | 8348 | 727.4758 | [5 empty] | 8353 | 727.531
8349 | 727.423 |  |  |  | 8349 | 727.5028 | [5 empty] | 8354 | 727.558
8350 | 727.45 |  |  |  | 8350 | 727.5297 | [5 empty] | 8355 | 727.585
8351 | 727.477 |  |  |  | 8351 | 727.5567 | [5 empty] | 8356 | 727.612
8352 | 727.504 |  |  |  | 8352 | 727.5836 | [5 empty] | 8357 | 727.639
8353 | 727.531 |  |  |  | 8353 | 727.6106 | [5 empty] | 8358 | 727.666
8354 | 727.558 |  |  |  | 8354 | 727.6375 | [5 empty] | 8359 | 727.693
8355 | 727.585 |  |  |  | 8355 | 727.6645 | [5 empty] | 8360 | 727.72
8356 | 727.612 |  |  |  | 8356 | 727.6914 | [5 empty] | 8361 | 727.747
8357 | 727.639 |  |  |  | 8357 | 727.7184 | [5 empty] | 8362 | 727.774
8358 | 727.666 |  |  |  | 8358 | 727.7453 | [5 empty] | 8363 | 727.801
8359 | 727.693 |  |  |  | 8359 | 727.7723 | [5 empty] | 8364 | 727.828
8360 | 727.72 |  |  |  | 8360 | 727.7992 | [5 empty] | 8365 | 727.855
8361 | 727.747 |  |  |  | 8361 | 727.8262 | [5 empty] | 8366 | 727.882
8362 | 727.774 |  |  |  | 8362 | 727.8531 | [5 empty] | 8367 | 727.909
8363 | 727.801 |  |  |  | 8363 | 727.8801 | [5 empty] | 8368 | 727.936
8364 | 727.828 |  |  |  | 8364 | 727.907 | [5 empty] | 8369 | 727.963
8365 | 727.855 |  |  |  | 8365 | 727.9339 | [5 empty] | 8370 | 727.99
8366 | 727.882 |  |  |  | 8366 | 727.9609 | [5 empty] | 8371 | 728.017
8367 | 727.909 |  |  |  | 8367 | 727.9878 | [5 empty] | 8372 | 728.044
8368 | 727.936 |  |  |  | 8368 | 728.0148 | [5 empty] | 8373 | 728.071
8369 | 727.963 |  |  |  | 8369 | 728.0417 | [5 empty] | 8374 | 728.098
8370 | 727.99 |  |  |  | 8370 | 728.0687 | [5 empty] | 8375 | 728.125
8371 | 728.017 |  |  |  | 8371 | 728.0956 | [5 empty] | 8376 | 728.152
8372 | 728.044 |  |  |  | 8372 | 728.1226 | [5 empty] | 8377 | 728.179
8373 | 728.071 |  |  |  | 8373 | 728.1495 | [5 empty] | 8378 | 728.206
8374 | 728.098 |  |  |  | 8374 | 728.1765 | [5 empty] | 8379 | 728.233
8375 | 728.125 |  |  |  | 8375 | 728.2034 | [5 empty] | 8380 | 728.26
8376 | 728.152 |  |  |  | 8376 | 728.2304 | [5 empty] | 8381 | 728.287
8377 | 728.179 |  |  |  | 8377 | 728.2573 | [5 empty] | 8382 | 728.314
8378 | 728.206 |  |  |  | 8378 | 728.2843 | [5 empty] | 8383 | 728.341
8379 | 728.233 |  |  |  | 8379 | 728.3112 | [5 empty] | 8384 | 728.368
8380 | 728.26 |  |  |  | 8380 | 728.3382 | [5 empty] | 8385 | 728.395
8381 | 728.287 |  |  |  | 8381 | 728.3651 | [5 empty] | 8386 | 728.422
8382 | 728.314 |  |  |  | 8382 | 728.3921 | [5 empty] | 8387 | 728.449
8383 | 728.341 |  |  |  | 8383 | 728.419 | [5 empty] | 8388 | 728.476
8384 | 728.368 |  |  |  | 8384 | 728.446 | [5 empty] | 8389 | 728.503
8385 | 728.395 |  |  |  | 8385 | 728.4729 | [5 empty] | 8390 | 728.53
8386 | 728.422 |  |  |  | 8386 | 728.4999 | [5 empty] | 8391 | 728.557
8387 | 728.449 |  |  |  | 8387 | 728.5268 | [5 empty] | 8392 | 728.584
8388 | 728.476 |  |  |  | 8388 | 728.5538 | [5 empty] | 8393 | 728.611
8389 | 728.503 |  |  |  | 8389 | 728.5807 | [5 empty] | 8394 | 728.638
8390 | 728.53 |  |  |  | 8390 | 728.6077 | [5 empty] | 8395 | 728.665
8391 | 728.557 |  |  |  | 8391 | 728.6346 | [5 empty] | 8396 | 728.692
8392 | 728.584 |  |  |  | 8392 | 728.6616 | [5 empty] | 8397 | 728.719
8393 | 728.611 |  |  |  | 8393 | 728.6885 | [5 empty] | 8398 | 728.746
8394 | 728.638 |  |  |  | 8394 | 728.7155 | [5 empty] | 8399 | 728.773
8395 | 728.665 |  |  |  | 8395 | 728.7424 | [5 empty] | 8400 | 728.8
8396 | 728.692 |  |  |  | 8396 | 728.7694 | [5 empty] | 8401 | 728.827
8397 | 728.719 |  |  |  | 8397 | 728.7963 | [5 empty] | 8402 | 728.854
8398 | 728.746 |  |  |  | 8398 | 728.8232 | [5 empty] | 8403 | 728.881
8399 | 728.773 |  |  |  | 8399 | 728.8502 | [5 empty] | 8404 | 728.908
8400 | 728.8 |  |  |  | 8400 | 728.8771 | [5 empty] | 8405 | 728.935
8401 | 728.827 |  |  |  | 8401 | 728.9041 | [5 empty] | 8406 | 728.962
8402 | 728.854 |  |  |  | 8402 | 728.931 | [5 empty] | 8407 | 728.989
8403 | 728.881 |  |  |  | 8403 | 728.958 | [5 empty] | 8408 | 729.016
8404 | 728.908 |  |  |  | 8404 | 728.9849 | [5 empty] | 8409 | 729.043
8405 | 728.935 |  |  |  | 8405 | 729.0119 | [5 empty] | 8410 | 729.07
8406 | 728.962 |  |  |  | 8406 | 729.0388 | [5 empty] | 8411 | 729.097
8407 | 728.989 |  |  |  | 8407 | 729.0658 | [5 empty] | 8412 | 729.124
8408 | 729.016 |  |  |  | 8408 | 729.0927 | [5 empty] | 8413 | 729.151
8409 | 729.043 |  |  |  | 8409 | 729.1197 | [5 empty] | 8414 | 729.178
8410 | 729.07 |  |  |  | 8410 | 729.1466 | [5 empty] | 8415 | 729.205
8411 | 729.097 |  |  |  | 8411 | 729.1736 | [5 empty] | 8416 | 729.232
8412 | 729.124 |  |  |  | 8412 | 729.2005 | [5 empty] | 8417 | 729.259
8413 | 729.151 |  |  |  | 8413 | 729.2275 | [5 empty] | 8418 | 729.286
8414 | 729.178 |  |  |  | 8414 | 729.2544 | [5 empty] | 8419 | 729.313
8415 | 729.205 |  |  |  | 8415 | 729.2814 | [5 empty] | 8420 | 729.34
8416 | 729.232 |  |  |  | 8416 | 729.3083 | [5 empty] | 8421 | 729.367
8417 | 729.259 |  |  |  | 8417 | 729.3353 | [5 empty] | 8422 | 729.394
8418 | 729.286 |  |  |  | 8418 | 729.3622 | [5 empty] | 8423 | 729.421
8419 | 729.313 |  |  |  | 8419 | 729.3892 | [5 empty] | 8424 | 729.448
8420 | 729.34 |  |  |  | 8420 | 729.4161 | [5 empty] | 8425 | 729.475
8421 | 729.367 |  |  |  | 8421 | 729.4431 | [5 empty] | 8426 | 729.502
8422 | 729.394 |  |  |  | 8422 | 729.47 | [5 empty] | 8427 | 729.529
8423 | 729.421 |  |  |  | 8423 | 729.497 | [5 empty] | 8428 | 729.556
8424 | 729.448 |  |  |  | 8424 | 729.5239 | [5 empty] | 8429 | 729.583
8425 | 729.475 |  |  |  | 8425 | 729.5509 | [5 empty] | 8430 | 729.61
8426 | 729.502 |  |  |  | 8426 | 729.5778 | [5 empty] | 8431 | 729.637
8427 | 729.529 |  |  |  | 8427 | 729.6048 | [5 empty] | 8432 | 729.664
8428 | 729.556 |  |  |  | 8428 | 729.6317 | [5 empty] | 8433 | 729.691
8429 | 729.583 |  |  |  | 8429 | 729.6587 | [5 empty] | 8434 | 729.718
8430 | 729.61 |  |  |  | 8430 | 729.6856 | [5 empty] | 8435 | 729.745
8431 | 729.637 |  |  |  | 8431 | 729.7125 | [5 empty] | 8436 | 729.772
8432 | 729.664 |  |  |  | 8432 | 729.7395 | [5 empty] | 8437 | 729.799
8433 | 729.691 |  |  |  | 8433 | 729.7664 | [5 empty] | 8438 | 729.826
8434 | 729.718 |  |  |  | 8434 | 729.7934 | [5 empty] | 8439 | 729.853
8435 | 729.745 |  |  |  | 8435 | 729.8203 | [5 empty] | 8440 | 729.88
8436 | 729.772 |  |  |  | 8436 | 729.8473 | [5 empty] | 8441 | 729.907
8437 | 729.799 |  |  |  | 8437 | 729.8742 | [5 empty] | 8442 | 729.934
8438 | 729.826 |  |  |  | 8438 | 729.9012 | [5 empty] | 8443 | 729.961
8439 | 729.853 |  |  |  | 8439 | 729.9281 | [5 empty] | 8444 | 729.988
8440 | 729.88 |  |  |  | 8440 | 729.9551 | [5 empty] | 8445 | 730.015
8441 | 729.907 |  |  |  | 8441 | 729.982 | [5 empty] | 8446 | 730.042
8442 | 729.934 |  |  |  | 8442 | 730.009 | [5 empty] | 8447 | 730.069
8443 | 729.961 |  |  |  | 8443 | 730.0359 | [5 empty] | 8448 | 730.096
8444 | 729.988 |  |  |  | 8444 | 730.0629 | [5 empty] | 8449 | 730.123
8445 | 730.015 |  |  |  | 8445 | 730.0898 | [5 empty] | 8450 | 730.15
8446 | 730.042 |  |  |  | 8446 | 730.1168 | [5 empty] | 8451 | 730.177
8447 | 730.069 |  |  |  | 8447 | 730.1437 | [5 empty] | 8452 | 730.204
8448 | 730.096 |  |  |  | 8448 | 730.1707 | [5 empty] | 8453 | 730.231
8449 | 730.123 |  |  |  | 8449 | 730.1976 | [5 empty] | 8454 | 730.258
8450 | 730.15 |  |  |  | 8450 | 730.2246 | [5 empty] | 8455 | 730.285
8451 | 730.177 |  |  |  | 8451 | 730.2515 | [5 empty] | 8456 | 730.312
8452 | 730.204 |  |  |  | 8452 | 730.2785 | [5 empty] | 8457 | 730.339
8453 | 730.231 |  |  |  | 8453 | 730.3054 | [5 empty] | 8458 | 730.366
8454 | 730.258 |  |  |  | 8454 | 730.3324 | [5 empty] | 8459 | 730.393
8455 | 730.285 |  |  |  | 8455 | 730.3593 | [5 empty] | 8460 | 730.42
8456 | 730.312 |  |  |  | 8456 | 730.3863 | [5 empty] | 8461 | 730.447
8457 | 730.339 |  |  |  | 8457 | 730.4132 | [5 empty] | 8462 | 730.474
8458 | 730.366 |  |  |  | 8458 | 730.4402 | [5 empty] | 8463 | 730.501
8459 | 730.393 |  |  |  | 8459 | 730.4671 | [5 empty] | 8464 | 730.528
8460 | 730.42 |  |  |  | 8460 | 730.4941 | [5 empty] | 8465 | 730.555
8461 | 730.447 |  |  |  | 8461 | 730.521 | [5 empty] | 8466 | 730.582
8462 | 730.474 |  |  |  | 8462 | 730.548 | [5 empty] | 8467 | 730.609
8463 | 730.501 |  |  |  | 8463 | 730.5749 | [5 empty] | 8468 | 730.636
8464 | 730.528 |  |  |  | 8464 | 730.6018 | [5 empty] | 8469 | 730.663
8465 | 730.555 |  |  |  | 8465 | 730.6288 | [5 empty] | 8470 | 730.69
8466 | 730.582 |  |  |  | 8466 | 730.6557 | [5 empty] | 8471 | 730.717
8467 | 730.609 |  |  |  | 8467 | 730.6827 | [5 empty] | 8472 | 730.744
8468 | 730.636 |  |  |  | 8468 | 730.7096 | [5 empty] | 8473 | 730.771
8469 | 730.663 |  |  |  | 8469 | 730.7366 | [5 empty] | 8474 | 730.798
8470 | 730.69 |  |  |  | 8470 | 730.7635 | [5 empty] | 8475 | 730.825
8471 | 730.717 |  |  |  | 8471 | 730.7905 | [5 empty] | 8476 | 730.852
8472 | 730.744 |  |  |  | 8472 | 730.8174 | [5 empty] | 8477 | 730.879
8473 | 730.771 |  |  |  | 8473 | 730.8444 | [5 empty] | 8478 | 730.906
8474 | 730.798 |  |  |  | 8474 | 730.8713 | [5 empty] | 8479 | 730.933
8475 | 730.825 |  |  |  | 8475 | 730.8983 | [5 empty] | 8480 | 730.96
8476 | 730.852 |  |  |  | 8476 | 730.9252 | [5 empty] | 8481 | 730.987
8477 | 730.879 |  |  |  | 8477 | 730.9522 | [5 empty] | 8482 | 731.014
8478 | 730.906 |  |  |  | 8478 | 730.9791 | [5 empty] | 8483 | 731.041
8479 | 730.933 |  |  |  | 8479 | 731.0061 | [5 empty] | 8484 | 731.068
8480 | 730.96 |  |  |  | 8480 | 731.033 | [5 empty] | 8485 | 731.095
8481 | 730.987 |  |  |  | 8481 | 731.06 | [5 empty] | 8486 | 731.122
8482 | 731.014 |  |  |  | 8482 | 731.0869 | [5 empty] | 8487 | 731.149
8483 | 731.041 |  |  |  | 8483 | 731.1139 | [5 empty] | 8488 | 731.176
8484 | 731.068 |  |  |  | 8484 | 731.1408 | [5 empty] | 8489 | 731.203
8485 | 731.095 |  |  |  | 8485 | 731.1678 | [5 empty] | 8490 | 731.23
8486 | 731.122 |  |  |  | 8486 | 731.1947 | [5 empty] | 8491 | 731.257
8487 | 731.149 |  |  |  | 8487 | 731.2217 | [5 empty] | 8492 | 731.284
8488 | 731.176 |  |  |  | 8488 | 731.2486 | [5 empty] | 8493 | 731.311
8489 | 731.203 |  |  |  | 8489 | 731.2756 | [5 empty] | 8494 | 731.338
8490 | 731.23 |  |  |  | 8490 | 731.3025 | [5 empty] | 8495 | 731.365
8491 | 731.257 |  |  |  | 8491 | 731.3295 | [5 empty] | 8496 | 731.392
8492 | 731.284 |  |  |  | 8492 | 731.3564 | [5 empty] | 8497 | 731.419
8493 | 731.311 |  |  |  | 8493 | 731.3834 | [5 empty] | 8498 | 731.446
8494 | 731.338 |  |  |  | 8494 | 731.4103 | [5 empty] | 8499 | 731.473
8495 | 731.365 |  |  |  | 8495 | 731.4373 | [5 empty] | 8500 | 731.5
8496 | 731.392 |  |  |  | 8496 | 731.4642 | [5 empty] | 8501 | 731.527
8497 | 731.419 |  |  |  | 8497 | 731.4911 | [5 empty] | 8502 | 731.554
8498 | 731.446 |  |  |  | 8498 | 731.5181 | [5 empty] | 8503 | 731.581
8499 | 731.473 |  |  |  | 8499 | 731.545 | [5 empty] | 8504 | 731.608
8500 | 731.5 |  |  |  | 8500 | 731.572 | [5 empty] | 8505 | 731.635
8501 | 731.527 |  |  |  | 8501 | 731.5989 | [5 empty] | 8506 | 731.662
8502 | 731.554 |  |  |  | 8502 | 731.6259 | [5 empty] | 8507 | 731.689
8503 | 731.581 |  |  |  | 8503 | 731.6528 | [5 empty] | 8508 | 731.716
8504 | 731.608 |  |  |  | 8504 | 731.6798 | [5 empty] | 8509 | 731.743
8505 | 731.635 |  |  |  | 8505 | 731.7067 | [5 empty] | 8510 | 731.77
8506 | 731.662 |  |  |  | 8506 | 731.7337 | [5 empty] | 8511 | 731.797
8507 | 731.689 |  |  |  | 8507 | 731.7606 | [5 empty] | 8512 | 731.824
8508 | 731.716 |  |  |  | 8508 | 731.7876 | [5 empty] | 8513 | 731.851
8509 | 731.743 |  |  |  | 8509 | 731.8145 | [5 empty] | 8514 | 731.878
8510 | 731.77 |  |  |  | 8510 | 731.8415 | [5 empty] | 8515 | 731.905
8511 | 731.797 |  |  |  | 8511 | 731.8684 | [5 empty] | 8516 | 731.932
8512 | 731.824 |  |  |  | 8512 | 731.8954 | [5 empty] | 8517 | 731.959
8513 | 731.851 |  |  |  | 8513 | 731.9223 | [5 empty] | 8518 | 731.986
8514 | 731.878 |  |  |  | 8514 | 731.9493 | [5 empty] | 8519 | 732.013
8515 | 731.905 |  |  |  | 8515 | 731.9762 | [5 empty] | 8520 | 732.04
8516 | 731.932 |  |  |  | 8516 | 732.0032 | [5 empty] | 8521 | 732.067
8517 | 731.959 |  |  |  | 8517 | 732.0301 | [5 empty] | 8522 | 732.094
8518 | 731.986 |  |  |  | 8518 | 732.0571 | [5 empty] | 8523 | 732.121
8519 | 732.013 |  |  |  | 8519 | 732.084 | [5 empty] | 8524 | 732.148
8520 | 732.04 |  |  |  | 8520 | 732.111 | [5 empty] | 8525 | 732.175
8521 | 732.067 |  |  |  | 8521 | 732.1379 | [5 empty] | 8526 | 732.202
8522 | 732.094 |  |  |  | 8522 | 732.1649 | [5 empty] | 8527 | 732.229
8523 | 732.121 |  |  |  | 8523 | 732.1918 | [5 empty] | 8528 | 732.256
8524 | 732.148 |  |  |  | 8524 | 732.2188 | [5 empty] | 8529 | 732.283
8525 | 732.175 |  |  |  | 8525 | 732.2457 | [5 empty] | 8530 | 732.31
8526 | 732.202 |  |  |  | 8526 | 732.2727 | [5 empty] | 8531 | 732.337
8527 | 732.229 |  |  |  | 8527 | 732.2996 | [5 empty] | 8532 | 732.364
8528 | 732.256 |  |  |  | 8528 | 732.3266 | [5 empty] | 8533 | 732.391
8529 | 732.283 |  |  |  | 8529 | 732.3535 | [5 empty] | 8534 | 732.418
8530 | 732.31 |  |  |  | 8530 | 732.3804 | [5 empty] | 8535 | 732.445
8531 | 732.337 |  |  |  | 8531 | 732.4074 | [5 empty] | 8536 | 732.472
8532 | 732.364 |  |  |  | 8532 | 732.4343 | [5 empty] | 8537 | 732.499
8533 | 732.391 |  |  |  | 8533 | 732.4613 | [5 empty] | 8538 | 732.526
8534 | 732.418 |  |  |  | 8534 | 732.4882 | [5 empty] | 8539 | 732.553
8535 | 732.445 |  |  |  | 8535 | 732.5152 | [5 empty] | 8540 | 732.58
8536 | 732.472 |  |  |  | 8536 | 732.5421 | [5 empty] | 8541 | 732.607
8537 | 732.499 |  |  |  | 8537 | 732.5691 | [5 empty] | 8542 | 732.634
8538 | 732.526 |  |  |  | 8538 | 732.596 | [5 empty] | 8543 | 732.661
8539 | 732.553 |  |  |  | 8539 | 732.623 | [5 empty] | 8544 | 732.688
8540 | 732.58 |  |  |  | 8540 | 732.6499 | [5 empty] | 8545 | 732.715
8541 | 732.607 |  |  |  | 8541 | 732.6769 | [5 empty] | 8546 | 732.742
8542 | 732.634 |  |  |  | 8542 | 732.7038 | [5 empty] | 8547 | 732.769
8543 | 732.661 |  |  |  | 8543 | 732.7308 | [5 empty] | 8548 | 732.796
8544 | 732.688 |  |  |  | 8544 | 732.7577 | [5 empty] | 8549 | 732.823
8545 | 732.715 |  |  |  | 8545 | 732.7847 | [5 empty] | 8550 | 732.85
8546 | 732.742 |  |  |  | 8546 | 732.8116 | [5 empty] | 8551 | 732.877
8547 | 732.769 |  |  |  | 8547 | 732.8386 | [5 empty] | 8552 | 732.904
8548 | 732.796 |  |  |  | 8548 | 732.8655 | [5 empty] | 8553 | 732.931
8549 | 732.823 |  |  |  | 8549 | 732.8925 | [5 empty] | 8554 | 732.958
8550 | 732.85 |  |  |  | 8550 | 732.9194 | [5 empty] | 8555 | 732.985
8551 | 732.877 |  |  |  | 8551 | 732.9464 | [5 empty] | 8556 | 733.012
8552 | 732.904 |  |  |  | 8552 | 732.9733 | [5 empty] | 8557 | 733.039
8553 | 732.931 |  |  |  | 8553 | 733.0003 | [5 empty] | 8558 | 733.066
8554 | 732.958 |  |  |  | 8554 | 733.0272 | [5 empty] | 8559 | 733.093
8555 | 732.985 |  |  |  | 8555 | 733.0542 | [5 empty] | 8560 | 733.12
8556 | 733.012 |  |  |  | 8556 | 733.0811 | [5 empty] | 8561 | 733.147
8557 | 733.039 |  |  |  | 8557 | 733.1081 | [5 empty] | 8562 | 733.174
8558 | 733.066 |  |  |  | 8558 | 733.135 | [5 empty] | 8563 | 733.201
8559 | 733.093 |  |  |  | 8559 | 733.162 | [5 empty] | 8564 | 733.228
8560 | 733.12 |  |  |  | 8560 | 733.1889 | [5 empty] | 8565 | 733.255
8561 | 733.147 |  |  |  | 8561 | 733.2159 | [5 empty] | 8566 | 733.282
8562 | 733.174 |  |  |  | 8562 | 733.2428 | [5 empty] | 8567 | 733.309
8563 | 733.201 |  |  |  | 8563 | 733.2697 | [5 empty] | 8568 | 733.336
8564 | 733.228 |  |  |  | 8564 | 733.2967 | [5 empty] | 8569 | 733.363
8565 | 733.255 |  |  |  | 8565 | 733.3236 | [5 empty] | 8570 | 733.39
8566 | 733.282 |  |  |  | 8566 | 733.3506 | [5 empty] | 8571 | 733.417
8567 | 733.309 |  |  |  | 8567 | 733.3775 | [5 empty] | 8572 | 733.444
8568 | 733.336 |  |  |  | 8568 | 733.4045 | [5 empty] | 8573 | 733.471
8569 | 733.363 |  |  |  | 8569 | 733.4314 | [5 empty] | 8574 | 733.498
8570 | 733.39 |  |  |  | 8570 | 733.4584 | [5 empty] | 8575 | 733.525
8571 | 733.417 |  |  |  | 8571 | 733.4853 | [5 empty] | 8576 | 733.552
8572 | 733.444 |  |  |  | 8572 | 733.5123 | [5 empty] | 8577 | 733.579
8573 | 733.471 |  |  |  | 8573 | 733.5392 | [5 empty] | 8578 | 733.606
8574 | 733.498 |  |  |  | 8574 | 733.5662 | [5 empty] | 8579 | 733.633
8575 | 733.525 |  |  |  | 8575 | 733.5931 | [5 empty] | 8580 | 733.66
8576 | 733.552 |  |  |  | 8576 | 733.6201 | [5 empty] | 8581 | 733.687
8577 | 733.579 |  |  |  | 8577 | 733.647 | [5 empty] | 8582 | 733.714
8578 | 733.606 |  |  |  | 8578 | 733.674 | [5 empty] | 8583 | 733.741
8579 | 733.633 |  |  |  | 8579 | 733.7009 | [5 empty] | 8584 | 733.768
8580 | 733.66 |  |  |  | 8580 | 733.7279 | [5 empty] | 8585 | 733.795
8581 | 733.687 |  |  |  | 8581 | 733.7548 | [5 empty] | 8586 | 733.822
8582 | 733.714 |  |  |  | 8582 | 733.7818 | [5 empty] | 8587 | 733.849
8583 | 733.741 |  |  |  | 8583 | 733.8087 | [5 empty] | 8588 | 733.876
8584 | 733.768 |  |  |  | 8584 | 733.8357 | [5 empty] | 8589 | 733.903
8585 | 733.795 |  |  |  | 8585 | 733.8626 | [5 empty] | 8590 | 733.93
8586 | 733.822 |  |  |  | 8586 | 733.8896 | [5 empty] | 8591 | 733.957
8587 | 733.849 |  |  |  | 8587 | 733.9165 | [5 empty] | 8592 | 733.984
8588 | 733.876 |  |  |  | 8588 | 733.9435 | [5 empty] | 8593 | 734.011
8589 | 733.903 |  |  |  | 8589 | 733.9704 | [5 empty] | 8594 | 734.038
8590 | 733.93 |  |  |  | 8590 | 733.9974 | [5 empty] | 8595 | 734.065
8591 | 733.957 |  |  |  | 8591 | 734.0243 | [5 empty] | 8596 | 734.092
8592 | 733.984 |  |  |  | 8592 | 734.0513 | [5 empty] | 8597 | 734.119
8593 | 734.011 |  |  |  | 8593 | 734.0782 | [5 empty] | 8598 | 734.146
8594 | 734.038 |  |  |  | 8594 | 734.1052 | [5 empty] | 8599 | 734.173
8595 | 734.065 |  |  |  | 8595 | 734.1321 | [5 empty] | 8600 | 734.2
8596 | 734.092 |  |  |  | 8596 | 734.159 | [5 empty] | 8601 | 734.227
8597 | 734.119 |  |  |  | 8597 | 734.186 | [5 empty] | 8602 | 734.254
8598 | 734.146 |  |  |  | 8598 | 734.2129 | [5 empty] | 8603 | 734.281
8599 | 734.173 |  |  |  | 8599 | 734.2399 | [5 empty] | 8604 | 734.308
8600 | 734.2 |  |  |  | 8600 | 734.2668 | [5 empty] | 8605 | 734.335
8601 | 734.227 |  |  |  | 8601 | 734.2938 | [5 empty] | 8606 | 734.362
8602 | 734.254 |  |  |  | 8602 | 734.3207 | [5 empty] | 8607 | 734.389
8603 | 734.281 |  |  |  | 8603 | 734.3477 | [5 empty] | 8608 | 734.416
8604 | 734.308 |  |  |  | 8604 | 734.3746 | [5 empty] | 8609 | 734.443
8605 | 734.335 |  |  |  | 8605 | 734.4016 | [5 empty] | 8610 | 734.47
8606 | 734.362 |  |  |  | 8606 | 734.4285 | [5 empty] | 8611 | 734.497
8607 | 734.389 |  |  |  | 8607 | 734.4555 | [5 empty] | 8612 | 734.524
8608 | 734.416 |  |  |  | 8608 | 734.4824 | [5 empty] | 8613 | 734.551
8609 | 734.443 |  |  |  | 8609 | 734.5094 | [5 empty] | 8614 | 734.578
8610 | 734.47 |  |  |  | 8610 | 734.5363 | [5 empty] | 8615 | 734.605
8611 | 734.497 |  |  |  | 8611 | 734.5633 | [5 empty] | 8616 | 734.632
8612 | 734.524 |  |  |  | 8612 | 734.5902 | [5 empty] | 8617 | 734.659
8613 | 734.551 |  |  |  | 8613 | 734.6172 | [5 empty] | 8618 | 734.686
8614 | 734.578 |  |  |  | 8614 | 734.6441 | [5 empty] | 8619 | 734.713
8615 | 734.605 |  |  |  | 8615 | 734.6711 | [5 empty] | 8620 | 734.74
8616 | 734.632 |  |  |  | 8616 | 734.698 | [5 empty] | 8621 | 734.767
8617 | 734.659 |  |  |  | 8617 | 734.725 | [5 empty] | 8622 | 734.794
8618 | 734.686 |  |  |  | 8618 | 734.7519 | [5 empty] | 8623 | 734.821
8619 | 734.713 |  |  |  | 8619 | 734.7789 | [5 empty] | 8624 | 734.848
8620 | 734.74 |  |  |  | 8620 | 734.8058 | [5 empty] | 8625 | 734.875
8621 | 734.767 |  |  |  | 8621 | 734.8328 | [5 empty] | 8626 | 734.902
8622 | 734.794 |  |  |  | 8622 | 734.8597 | [5 empty] | 8627 | 734.929
8623 | 734.821 |  |  |  | 8623 | 734.8867 | [5 empty] | 8628 | 734.956
8624 | 734.848 |  |  |  | 8624 | 734.9136 | [5 empty] | 8629 | 734.983
8625 | 734.875 |  |  |  | 8625 | 734.9406 | [5 empty] | 8630 | 735.01
8626 | 734.902 |  |  |  | 8626 | 734.9675 | [5 empty] | 8631 | 735.037
8627 | 734.929 |  |  |  | 8627 | 734.9945 | [5 empty] | 8632 | 735.064
8628 | 734.956 |  |  |  | 8628 | 735.0214 | [5 empty] | 8633 | 735.091
8629 | 734.983 |  |  |  | 8629 | 735.0483 | [5 empty] | 8634 | 735.118
8630 | 735.01 |  |  |  | 8630 | 735.0753 | [5 empty] | 8635 | 735.145
8631 | 735.037 |  |  |  | 8631 | 735.1022 | [5 empty] | 8636 | 735.172
8632 | 735.064 |  |  |  | 8632 | 735.1292 | [5 empty] | 8637 | 735.199
8633 | 735.091 |  |  |  | 8633 | 735.1561 | [5 empty] | 8638 | 735.226
8634 | 735.118 |  |  |  | 8634 | 735.1831 | [5 empty] | 8639 | 735.253
8635 | 735.145 |  |  |  | 8635 | 735.21 | [5 empty] | 8640 | 735.28
8636 | 735.172 |  |  |  | 8636 | 735.237 | [5 empty] | 8641 | 735.307
8637 | 735.199 |  |  |  | 8637 | 735.2639 | [5 empty] | 8642 | 735.334
8638 | 735.226 |  |  |  | 8638 | 735.2909 | [5 empty] | 8643 | 735.361
8639 | 735.253 |  |  |  | 8639 | 735.3178 | [5 empty] | 8644 | 735.388
8640 | 735.28 |  |  |  | 8640 | 735.3448 | [5 empty] | 8645 | 735.415
8641 | 735.307 |  |  |  | 8641 | 735.3717 | [5 empty] | 8646 | 735.442
8642 | 735.334 |  |  |  | 8642 | 735.3987 | [5 empty] | 8647 | 735.469
8643 | 735.361 |  |  |  | 8643 | 735.4256 | [5 empty] | 8648 | 735.496
8644 | 735.388 |  |  |  | 8644 | 735.4526 | [5 empty] | 8649 | 735.523
8645 | 735.415 |  |  |  | 8645 | 735.4795 | [5 empty] | 8650 | 735.55
8646 | 735.442 |  |  |  | 8646 | 735.5065 | [5 empty] | 8651 | 735.577
8647 | 735.469 |  |  |  | 8647 | 735.5334 | [5 empty] | 8652 | 735.604
8648 | 735.496 |  |  |  | 8648 | 735.5604 | [5 empty] | 8653 | 735.631
8649 | 735.523 |  |  |  | 8649 | 735.5873 | [5 empty] | 8654 | 735.658
8650 | 735.55 |  |  |  | 8650 | 735.6143 | [5 empty] | 8655 | 735.685
8651 | 735.577 |  |  |  | 8651 | 735.6412 | [5 empty] | 8656 | 735.712
8652 | 735.604 |  |  |  | 8652 | 735.6682 | [5 empty] | 8657 | 735.739
8653 | 735.631 |  |  |  | 8653 | 735.6951 | [5 empty] | 8658 | 735.766
8654 | 735.658 |  |  |  | 8654 | 735.7221 | [5 empty] | 8659 | 735.793
8655 | 735.685 |  |  |  | 8655 | 735.749 | [5 empty] | 8660 | 735.82
8656 | 735.712 |  |  |  | 8656 | 735.776 | [5 empty] | 8661 | 735.847
8657 | 735.739 |  |  |  | 8657 | 735.8029 | [5 empty] | 8662 | 735.874
8658 | 735.766 |  |  |  | 8658 | 735.8299 | [5 empty] | 8663 | 735.901
8659 | 735.793 |  |  |  | 8659 | 735.8568 | [5 empty] | 8664 | 735.928
8660 | 735.82 |  |  |  | 8660 | 735.8838 | [5 empty] | 8665 | 735.955
8661 | 735.847 |  |  |  | 8661 | 735.9107 | [5 empty] | 8666 | 735.982
8662 | 735.874 |  |  |  | 8662 | 735.9376 | [5 empty] | 8667 | 736.009
8663 | 735.901 |  |  |  | 8663 | 735.9646 | [5 empty] | 8668 | 736.036
8664 | 735.928 |  |  |  | 8664 | 735.9915 | [5 empty] | 8669 | 736.063
8665 | 735.955 |  |  |  | 8665 | 736.0185 | [5 empty] | 8670 | 736.09
8666 | 735.982 |  |  |  | 8666 | 736.0454 | [5 empty] | 8671 | 736.117
8667 | 736.009 |  |  |  | 8667 | 736.0724 | [5 empty] | 8672 | 736.144
8668 | 736.036 |  |  |  | 8668 | 736.0993 | [5 empty] | 8673 | 736.171
8669 | 736.063 |  |  |  | 8669 | 736.1263 | [5 empty] | 8674 | 736.198
8670 | 736.09 |  |  |  | 8670 | 736.1532 | [5 empty] | 8675 | 736.225
8671 | 736.117 |  |  |  | 8671 | 736.1802 | [5 empty] | 8676 | 736.252
8672 | 736.144 |  |  |  | 8672 | 736.2071 | [5 empty] | 8677 | 736.279
8673 | 736.171 |  |  |  | 8673 | 736.2341 | [5 empty] | 8678 | 736.306
8674 | 736.198 |  |  |  | 8674 | 736.261 | [5 empty] | 8679 | 736.333
8675 | 736.225 |  |  |  | 8675 | 736.288 | [5 empty] | 8680 | 736.36
8676 | 736.252 |  |  |  | 8676 | 736.3149 | [5 empty] | 8681 | 736.387
8677 | 736.279 |  |  |  | 8677 | 736.3419 | [5 empty] | 8682 | 736.414
8678 | 736.306 |  |  |  | 8678 | 736.3688 | [5 empty] | 8683 | 736.441
8679 | 736.333 |  |  |  | 8679 | 736.3958 | [5 empty] | 8684 | 736.468
8680 | 736.36 |  |  |  | 8680 | 736.4227 | [5 empty] | 8685 | 736.495
8681 | 736.387 |  |  |  | 8681 | 736.4497 | [5 empty] | 8686 | 736.522
8682 | 736.414 |  |  |  | 8682 | 736.4766 | [5 empty] | 8687 | 736.549
8683 | 736.441 |  |  |  | 8683 | 736.5036 | [5 empty] | 8688 | 736.576
8684 | 736.468 |  |  |  | 8684 | 736.5305 | [5 empty] | 8689 | 736.603
8685 | 736.495 |  |  |  | 8685 | 736.5575 | [5 empty] | 8690 | 736.63
8686 | 736.522 |  |  |  | 8686 | 736.5844 | [5 empty] | 8691 | 736.657
8687 | 736.549 |  |  |  | 8687 | 736.6114 | [5 empty] | 8692 | 736.684
8688 | 736.576 |  |  |  | 8688 | 736.6383 | [5 empty] | 8693 | 736.711
8689 | 736.603 |  |  |  | 8689 | 736.6653 | [5 empty] | 8694 | 736.738
8690 | 736.63 |  |  |  | 8690 | 736.6922 | [5 empty] | 8695 | 736.765
8691 | 736.657 |  |  |  | 8691 | 736.7192 | [5 empty] | 8696 | 736.792
8692 | 736.684 |  |  |  | 8692 | 736.7461 | [5 empty] | 8697 | 736.819
8693 | 736.711 |  |  |  | 8693 | 736.7731 | [5 empty] | 8698 | 736.846
8694 | 736.738 |  |  |  | 8694 | 736.8 | [5 empty] | 8699 | 736.873
8695 | 736.765 |  |  |  | 8695 | 736.8269 | [5 empty] | 8700 | 736.9
8696 | 736.792 |  |  |  | 8696 | 736.8539 | [5 empty] | 8701 | 736.927
8697 | 736.819 |  |  |  | 8697 | 736.8808 | [5 empty] | 8702 | 736.954
8698 | 736.846 |  |  |  | 8698 | 736.9078 | [5 empty] | 8703 | 736.981
8699 | 736.873 |  |  |  | 8699 | 736.9347 | [5 empty] | 8704 | 737.008
8700 | 736.9 |  |  |  | 8700 | 736.9617 | [5 empty] | 8705 | 737.035
8701 | 736.927 |  |  |  | 8701 | 736.9886 | [5 empty] | 8706 | 737.062
8702 | 736.954 |  |  |  | 8702 | 737.0156 | [5 empty] | 8707 | 737.089
8703 | 736.981 |  |  |  | 8703 | 737.0425 | [5 empty] | 8708 | 737.116
8704 | 737.008 |  |  |  | 8704 | 737.0695 | [5 empty] | 8709 | 737.143
8705 | 737.035 |  |  |  | 8705 | 737.0964 | [5 empty] | 8710 | 737.17
8706 | 737.062 |  |  |  | 8706 | 737.1234 | [5 empty] | 8711 | 737.197
8707 | 737.089 |  |  |  | 8707 | 737.1503 | [5 empty] | 8712 | 737.224
8708 | 737.116 |  |  |  | 8708 | 737.1773 | [5 empty] | 8713 | 737.251
8709 | 737.143 |  |  |  | 8709 | 737.2042 | [5 empty] | 8714 | 737.278
8710 | 737.17 |  |  |  | 8710 | 737.2312 | [5 empty] | 8715 | 737.305
8711 | 737.197 |  |  |  | 8711 | 737.2581 | [5 empty] | 8716 | 737.332
8712 | 737.224 |  |  |  | 8712 | 737.2851 | [5 empty] | 8717 | 737.359
8713 | 737.251 |  |  |  | 8713 | 737.312 | [5 empty] | 8718 | 737.386
8714 | 737.278 |  |  |  | 8714 | 737.339 | [5 empty] | 8719 | 737.413
8715 | 737.305 |  |  |  | 8715 | 737.3659 | [5 empty] | 8720 | 737.44
8716 | 737.332 |  |  |  | 8716 | 737.3929 | [5 empty] | 8721 | 737.467
8717 | 737.359 |  |  |  | 8717 | 737.4198 | [5 empty] | 8722 | 737.494
8718 | 737.386 |  |  |  | 8718 | 737.4468 | [5 empty] | 8723 | 737.521
8719 | 737.413 |  |  |  | 8719 | 737.4737 | [5 empty] | 8724 | 737.548
8720 | 737.44 |  |  |  | 8720 | 737.5007 | [5 empty] | 8725 | 737.575
8721 | 737.467 |  |  |  | 8721 | 737.5276 | [5 empty] | 8726 | 737.602
8722 | 737.494 |  |  |  | 8722 | 737.5546 | [5 empty] | 8727 | 737.629
8723 | 737.521 |  |  |  | 8723 | 737.5815 | [5 empty] | 8728 | 737.656
8724 | 737.548 |  |  |  | 8724 | 737.6085 | [5 empty] | 8729 | 737.683
8725 | 737.575 |  |  |  | 8725 | 737.6354 | [5 empty] | 8730 | 737.71
8726 | 737.602 |  |  |  | 8726 | 737.6624 | [5 empty] | 8731 | 737.737
8727 | 737.629 |  |  |  | 8727 | 737.6893 | [5 empty] | 8732 | 737.764
8728 | 737.656 |  |  |  | 8728 | 737.7162 | [5 empty] | 8733 | 737.791
8729 | 737.683 |  |  |  | 8729 | 737.7432 | [5 empty] | 8734 | 737.818
8730 | 737.71 |  |  |  | 8730 | 737.7701 | [5 empty] | 8735 | 737.845
8731 | 737.737 |  |  |  | 8731 | 737.7971 | [5 empty] | 8736 | 737.872
8732 | 737.764 |  |  |  | 8732 | 737.824 | [5 empty] | 8737 | 737.899
8733 | 737.791 |  |  |  | 8733 | 737.851 | [5 empty] | 8738 | 737.926
8734 | 737.818 |  |  |  | 8734 | 737.8779 | [5 empty] | 8739 | 737.953
8735 | 737.845 |  |  |  | 8735 | 737.9049 | [5 empty] | 8740 | 737.98
8736 | 737.872 |  |  |  | 8736 | 737.9318 | [5 empty] | 8741 | 738.007
8737 | 737.899 |  |  |  | 8737 | 737.9588 | [5 empty] | 8742 | 738.034
8738 | 737.926 |  |  |  | 8738 | 737.9857 | [5 empty] | 8743 | 738.061
8739 | 737.953 |  |  |  | 8739 | 738.0127 | [5 empty] | 8744 | 738.088
8740 | 737.98 |  |  |  | 8740 | 738.0396 | [5 empty] | 8745 | 738.115
8741 | 738.007 |  |  |  | 8741 | 738.0666 | [5 empty] | 8746 | 738.142
8742 | 738.034 |  |  |  | 8742 | 738.0935 | [5 empty] | 8747 | 738.169
8743 | 738.061 |  |  |  | 8743 | 738.1205 | [5 empty] | 8748 | 738.196
8744 | 738.088 |  |  |  | 8744 | 738.1474 | [5 empty] | 8749 | 738.223
8745 | 738.115 |  |  |  | 8745 | 738.1744 | [5 empty] | 8750 | 738.25
8746 | 738.142 |  |  |  | 8746 | 738.2013 | [5 empty] | 8751 | 738.277
8747 | 738.169 |  |  |  | 8747 | 738.2283 | [5 empty] | 8752 | 738.304
8748 | 738.196 |  |  |  | 8748 | 738.2552 | [5 empty] | 8753 | 738.331
8749 | 738.223 |  |  |  | 8749 | 738.2822 | [5 empty] | 8754 | 738.358
8750 | 738.25 |  |  |  | 8750 | 738.3091 | [5 empty] | 8755 | 738.385
8751 | 738.277 |  |  |  | 8751 | 738.3361 | [5 empty] | 8756 | 738.412
8752 | 738.304 |  |  |  | 8752 | 738.363 | [5 empty] | 8757 | 738.439
8753 | 738.331 |  |  |  | 8753 | 738.39 | [5 empty] | 8758 | 738.466
8754 | 738.358 |  |  |  | 8754 | 738.4169 | [5 empty] | 8759 | 738.493
8755 | 738.385 |  |  |  | 8755 | 738.4439 | [5 empty] | 8760 | 738.52
8756 | 738.412 |  |  |  | 8756 | 738.4708 | [5 empty] | 8761 | 738.547
8757 | 738.439 |  |  |  | 8757 | 738.4978 | [5 empty] | 8762 | 738.574
8758 | 738.466 |  |  |  | 8758 | 738.5247 | [5 empty] | 8763 | 738.601
8759 | 738.493 |  |  |  | 8759 | 738.5517 | [5 empty] | 8764 | 738.628
8760 | 738.52 |  |  |  | 8760 | 738.5786 | [5 empty] | 8765 | 738.655
8761 | 738.547 |  |  |  | 8761 | 738.6055 | [5 empty] | 8766 | 738.682
8762 | 738.574 |  |  |  | 8762 | 738.6325 | [5 empty] | 8767 | 738.709
8763 | 738.601 |  |  |  | 8763 | 738.6594 | [5 empty] | 8768 | 738.736
8764 | 738.628 |  |  |  | 8764 | 738.6864 | [5 empty] | 8769 | 738.763
8765 | 738.655 |  |  |  | 8765 | 738.7133 | [5 empty] | 8770 | 738.79
8766 | 738.682 |  |  |  | 8766 | 738.7403 | [5 empty] | 8771 | 738.817
8767 | 738.709 |  |  |  | 8767 | 738.7672 | [5 empty] | 8772 | 738.844
8768 | 738.736 |  |  |  | 8768 | 738.7942 | [5 empty] | 8773 | 738.871
8769 | 738.763 |  |  |  | 8769 | 738.8211 | [5 empty] | 8774 | 738.898
8770 | 738.79 |  |  |  | 8770 | 738.8481 | [5 empty] | 8775 | 738.925
8771 | 738.817 |  |  |  | 8771 | 738.875 | [5 empty] | 8776 | 738.952
8772 | 738.844 |  |  |  | 8772 | 738.902 | [5 empty] | 8777 | 738.979
8773 | 738.871 |  |  |  | 8773 | 738.9289 | [5 empty] | 8778 | 739.006
8774 | 738.898 |  |  |  | 8774 | 738.9559 | [5 empty] | 8779 | 739.033
8775 | 738.925 |  |  |  | 8775 | 738.9828 | [5 empty] | 8780 | 739.06
8776 | 738.952 |  |  |  | 8776 | 739.0098 | [5 empty] | 8781 | 739.087
8777 | 738.979 |  |  |  | 8777 | 739.0367 | [5 empty] | 8782 | 739.114
8778 | 739.006 |  |  |  | 8778 | 739.0637 | [5 empty] | 8783 | 739.141
8779 | 739.033 |  |  |  | 8779 | 739.0906 | [5 empty] | 8784 | 739.168
8780 | 739.06 |  |  |  | 8780 | 739.1176 | [5 empty] | 8785 | 739.195
8781 | 739.087 |  |  |  | 8781 | 739.1445 | [5 empty] | 8786 | 739.222
8782 | 739.114 |  |  |  | 8782 | 739.1715 | [5 empty] | 8787 | 739.249
8783 | 739.141 |  |  |  | 8783 | 739.1984 | [5 empty] | 8788 | 739.276
8784 | 739.168 |  |  |  | 8784 | 739.2254 | [5 empty] | 8789 | 739.303
8785 | 739.195 |  |  |  | 8785 | 739.2523 | [5 empty] | 8790 | 739.33
8786 | 739.222 |  |  |  | 8786 | 739.2793 | [5 empty] | 8791 | 739.357
8787 | 739.249 |  |  |  | 8787 | 739.3062 | [5 empty] | 8792 | 739.384
8788 | 739.276 |  |  |  | 8788 | 739.3332 | [5 empty] | 8793 | 739.411
8789 | 739.303 |  |  |  | 8789 | 739.3601 | [5 empty] | 8794 | 739.438
8790 | 739.33 |  |  |  | 8790 | 739.3871 | [5 empty] | 8795 | 739.465
8791 | 739.357 |  |  |  | 8791 | 739.414 | [5 empty] | 8796 | 739.492
8792 | 739.384 |  |  |  | 8792 | 739.441 | [5 empty] | 8797 | 739.519
8793 | 739.411 |  |  |  | 8793 | 739.4679 | [5 empty] | 8798 | 739.546
8794 | 739.438 |  |  |  | 8794 | 739.4948 | [5 empty] | 8799 | 739.573
8795 | 739.465 |  |  |  | 8795 | 739.5218 | [5 empty] | 8800 | 739.6
8796 | 739.492 |  |  |  | 8796 | 739.5487 | [5 empty] | 8801 | 739.627
8797 | 739.519 |  |  |  | 8797 | 739.5757 | [5 empty] | 8802 | 739.654
8798 | 739.546 |  |  |  | 8798 | 739.6026 | [5 empty] | 8803 | 739.681
8799 | 739.573 |  |  |  | 8799 | 739.6296 | [5 empty] | 8804 | 739.708
8800 | 739.6 |  |  |  | 8800 | 739.6565 | [5 empty] | 8805 | 739.735
8801 | 739.627 |  |  |  | 8801 | 739.6835 | [5 empty] | 8806 | 739.762
8802 | 739.654 |  |  |  | 8802 | 739.7104 | [5 empty] | 8807 | 739.789
8803 | 739.681 |  |  |  | 8803 | 739.7374 | [5 empty] | 8808 | 739.816
8804 | 739.708 |  |  |  | 8804 | 739.7643 | [5 empty] | 8809 | 739.843
8805 | 739.735 |  |  |  | 8805 | 739.7913 | [5 empty] | 8810 | 739.87
8806 | 739.762 |  |  |  | 8806 | 739.8182 | [5 empty] | 8811 | 739.897
8807 | 739.789 |  |  |  | 8807 | 739.8452 | [5 empty] | 8812 | 739.924
8808 | 739.816 |  |  |  | 8808 | 739.8721 | [5 empty] | 8813 | 739.951
8809 | 739.843 |  |  |  | 8809 | 739.8991 | [5 empty] | 8814 | 739.978
8810 | 739.87 |  |  |  | 8810 | 739.926 | [5 empty] | 8815 | 740.005
8811 | 739.897 |  |  |  | 8811 | 739.953 | [5 empty] | 8816 | 740.032
8812 | 739.924 |  |  |  | 8812 | 739.9799 | [5 empty] | 8817 | 740.059
8813 | 739.951 |  |  |  | 8813 | 740.0069 | [5 empty] | 8818 | 740.086
8814 | 739.978 |  |  |  | 8814 | 740.0338 | [5 empty] | 8819 | 740.113
8815 | 740.005 |  |  |  | 8815 | 740.0608 | [5 empty] | 8820 | 740.14
8816 | 740.032 |  |  |  | 8816 | 740.0877 | [5 empty] | 8821 | 740.167
8817 | 740.059 |  |  |  | 8817 | 740.1147 | [5 empty] | 8822 | 740.194
8818 | 740.086 |  |  |  | 8818 | 740.1416 | [5 empty] | 8823 | 740.221
8819 | 740.113 |  |  |  | 8819 | 740.1686 | [5 empty] | 8824 | 740.248
8820 | 740.14 |  |  |  | 8820 | 740.1955 | [5 empty] | 8825 | 740.275
8821 | 740.167 |  |  |  | 8821 | 740.2225 | [5 empty] | 8826 | 740.302
8822 | 740.194 |  |  |  | 8822 | 740.2494 | [5 empty] | 8827 | 740.329
8823 | 740.221 |  |  |  | 8823 | 740.2764 | [5 empty] | 8828 | 740.356
8824 | 740.248 |  |  |  | 8824 | 740.3033 | [5 empty] | 8829 | 740.383
8825 | 740.275 |  |  |  | 8825 | 740.3303 | [5 empty] | 8830 | 740.41
8826 | 740.302 |  |  |  | 8826 | 740.3572 | [5 empty] | 8831 | 740.437
8827 | 740.329 |  |  |  | 8827 | 740.3841 | [5 empty] | 8832 | 740.464
8828 | 740.356 |  |  |  | 8828 | 740.4111 | [5 empty] | 8833 | 740.491
8829 | 740.383 |  |  |  | 8829 | 740.438 | [5 empty] | 8834 | 740.518
8830 | 740.41 |  |  |  | 8830 | 740.465 | [5 empty] | 8835 | 740.545
8831 | 740.437 |  |  |  | 8831 | 740.4919 | [5 empty] | 8836 | 740.572
8832 | 740.464 |  |  |  | 8832 | 740.5189 | [5 empty] | 8837 | 740.599
8833 | 740.491 |  |  |  | 8833 | 740.5458 | [5 empty] | 8838 | 740.626
8834 | 740.518 |  |  |  | 8834 | 740.5728 | [5 empty] | 8839 | 740.653
8835 | 740.545 |  |  |  | 8835 | 740.5997 | [5 empty] | 8840 | 740.68
8836 | 740.572 |  |  |  | 8836 | 740.6267 | [5 empty] | 8841 | 740.707
8837 | 740.599 |  |  |  | 8837 | 740.6536 | [5 empty] | 8842 | 740.734
8838 | 740.626 |  |  |  | 8838 | 740.6806 | [5 empty] | 8843 | 740.761
8839 | 740.653 |  |  |  | 8839 | 740.7075 | [5 empty] | 8844 | 740.788
8840 | 740.68 |  |  |  | 8840 | 740.7345 | [5 empty] | 8845 | 740.815
8841 | 740.707 |  |  |  | 8841 | 740.7614 | [5 empty] | 8846 | 740.842
8842 | 740.734 |  |  |  | 8842 | 740.7884 | [5 empty] | 8847 | 740.869
8843 | 740.761 |  |  |  | 8843 | 740.8153 | [5 empty] | 8848 | 740.896
8844 | 740.788 |  |  |  | 8844 | 740.8423 | [5 empty] | 8849 | 740.923
8845 | 740.815 |  |  |  | 8845 | 740.8692 | [5 empty] | 8850 | 740.95
8846 | 740.842 |  |  |  | 8846 | 740.8962 | [5 empty] | 8851 | 740.977
8847 | 740.869 |  |  |  | 8847 | 740.9231 | [5 empty] | 8852 | 741.004
8848 | 740.896 |  |  |  | 8848 | 740.9501 | [5 empty] | 8853 | 741.031
8849 | 740.923 |  |  |  | 8849 | 740.977 | [5 empty] | 8854 | 741.058
8850 | 740.95 |  |  |  | 8850 | 741.004 | [5 empty] | 8855 | 741.085
8851 | 740.977 |  |  |  | 8851 | 741.0309 | [5 empty] | 8856 | 741.112
8852 | 741.004 |  |  |  | 8852 | 741.0579 | [5 empty] | 8857 | 741.139
8853 | 741.031 |  |  |  | 8853 | 741.0848 | [5 empty] | 8858 | 741.166
8854 | 741.058 |  |  |  | 8854 | 741.1118 | [5 empty] | 8859 | 741.193
8855 | 741.085 |  |  |  | 8855 | 741.1387 | [5 empty] | 8860 | 741.22
8856 | 741.112 |  |  |  | 8856 | 741.1657 | [5 empty] | 8861 | 741.247
8857 | 741.139 |  |  |  | 8857 | 741.1926 | [5 empty] | 8862 | 741.274
8858 | 741.166 |  |  |  | 8858 | 741.2196 | [5 empty] | 8863 | 741.301
8859 | 741.193 |  |  |  | 8859 | 741.2465 | [5 empty] | 8864 | 741.328
8860 | 741.22 |  |  |  | 8860 | 741.2734 | [5 empty] | 8865 | 741.355
8861 | 741.247 |  |  |  | 8861 | 741.3004 | [5 empty] | 8866 | 741.382
8862 | 741.274 |  |  |  | 8862 | 741.3273 | [5 empty] | 8867 | 741.409
8863 | 741.301 |  |  |  | 8863 | 741.3543 | [5 empty] | 8868 | 741.436
8864 | 741.328 |  |  |  | 8864 | 741.3812 | [5 empty] | 8869 | 741.463
8865 | 741.355 |  |  |  | 8865 | 741.4082 | [5 empty] | 8870 | 741.49
8866 | 741.382 |  |  |  | 8866 | 741.4351 | [5 empty] | 8871 | 741.517
8867 | 741.409 |  |  |  | 8867 | 741.4621 | [5 empty] | 8872 | 741.544
8868 | 741.436 |  |  |  | 8868 | 741.489 | [5 empty] | 8873 | 741.571
8869 | 741.463 |  |  |  | 8869 | 741.516 | [5 empty] | 8874 | 741.598
8870 | 741.49 |  |  |  | 8870 | 741.5429 | [5 empty] | 8875 | 741.625
8871 | 741.517 |  |  |  | 8871 | 741.5699 | [5 empty] | 8876 | 741.652
8872 | 741.544 |  |  |  | 8872 | 741.5968 | [5 empty] | 8877 | 741.679
8873 | 741.571 |  |  |  | 8873 | 741.6238 | [5 empty] | 8878 | 741.706
8874 | 741.598 |  |  |  | 8874 | 741.6507 | [5 empty] | 8879 | 741.733
8875 | 741.625 |  |  |  | 8875 | 741.6777 | [5 empty] | 8880 | 741.76
8876 | 741.652 |  |  |  | 8876 | 741.7046 | [5 empty] | 8881 | 741.787
8877 | 741.679 |  |  |  | 8877 | 741.7316 | [5 empty] | 8882 | 741.814
8878 | 741.706 |  |  |  | 8878 | 741.7585 | [5 empty] | 8883 | 741.841
8879 | 741.733 |  |  |  | 8879 | 741.7855 | [5 empty] | 8884 | 741.868
8880 | 741.76 |  |  |  | 8880 | 741.8124 | [5 empty] | 8885 | 741.895
8881 | 741.787 |  |  |  | 8881 | 741.8394 | [5 empty] | 8886 | 741.922
8882 | 741.814 |  |  |  | 8882 | 741.8663 | [5 empty] | 8887 | 741.949
8883 | 741.841 |  |  |  | 8883 | 741.8933 | [5 empty] | 8888 | 741.976
8884 | 741.868 |  |  |  | 8884 | 741.9202 | [5 empty] | 8889 | 742.003
8885 | 741.895 |  |  |  | 8885 | 741.9472 | [5 empty] | 8890 | 742.03
8886 | 741.922 |  |  |  | 8886 | 741.9741 | [5 empty] | 8891 | 742.057
8887 | 741.949 |  |  |  | 8887 | 742.0011 | [5 empty] | 8892 | 742.084
8888 | 741.976 |  |  |  | 8888 | 742.028 | [5 empty] | 8893 | 742.111
8889 | 742.003 |  |  |  | 8889 | 742.055 | [5 empty] | 8894 | 742.138
8890 | 742.03 |  |  |  | 8890 | 742.0819 | [5 empty] | 8895 | 742.165
8891 | 742.057 |  |  |  | 8891 | 742.1089 | [5 empty] | 8896 | 742.192
8892 | 742.084 |  |  |  | 8892 | 742.1358 | [5 empty] | 8897 | 742.219
8893 | 742.111 |  |  |  | 8893 | 742.1627 | [5 empty] | 8898 | 742.246
8894 | 742.138 |  |  |  | 8894 | 742.1897 | [5 empty] | 8899 | 742.273
8895 | 742.165 |  |  |  | 8895 | 742.2166 | [5 empty] | 8900 | 742.3
8896 | 742.192 |  |  |  | 8896 | 742.2436 | [5 empty] | 8901 | 742.327
8897 | 742.219 |  |  |  | 8897 | 742.2705 | [5 empty] | 8902 | 742.354
8898 | 742.246 |  |  |  | 8898 | 742.2975 | [5 empty] | 8903 | 742.381
8899 | 742.273 |  |  |  | 8899 | 742.3244 | [5 empty] | 8904 | 742.408
8900 | 742.3 |  |  |  | 8900 | 742.3514 | [5 empty] | 8905 | 742.435
8901 | 742.327 |  |  |  | 8901 | 742.3783 | [5 empty] | 8906 | 742.462
8902 | 742.354 |  |  |  | 8902 | 742.4053 | [5 empty] | 8907 | 742.489
8903 | 742.381 |  |  |  | 8903 | 742.4322 | [5 empty] | 8908 | 742.516
8904 | 742.408 |  |  |  | 8904 | 742.4592 | [5 empty] | 8909 | 742.543
8905 | 742.435 |  |  |  | 8905 | 742.4861 | [5 empty] | 8910 | 742.57
8906 | 742.462 |  |  |  | 8906 | 742.5131 | [5 empty] | 8911 | 742.597
8907 | 742.489 |  |  |  | 8907 | 742.54 | [5 empty] | 8912 | 742.624
8908 | 742.516 |  |  |  | 8908 | 742.567 | [5 empty] | 8913 | 742.651
8909 | 742.543 |  |  |  | 8909 | 742.5939 | [5 empty] | 8914 | 742.678
8910 | 742.57 |  |  |  | 8910 | 742.6209 | [5 empty] | 8915 | 742.705
8911 | 742.597 |  |  |  | 8911 | 742.6478 | [5 empty] | 8916 | 742.732
8912 | 742.624 |  |  |  | 8912 | 742.6748 | [5 empty] | 8917 | 742.759
8913 | 742.651 |  |  |  | 8913 | 742.7017 | [5 empty] | 8918 | 742.786
8914 | 742.678 |  |  |  | 8914 | 742.7287 | [5 empty] | 8919 | 742.813
8915 | 742.705 |  |  |  | 8915 | 742.7556 | [5 empty] | 8920 | 742.84
8916 | 742.732 |  |  |  | 8916 | 742.7826 | [5 empty] | 8921 | 742.867
8917 | 742.759 |  |  |  | 8917 | 742.8095 | [5 empty] | 8922 | 742.894
8918 | 742.786 |  |  |  | 8918 | 742.8365 | [5 empty] | 8923 | 742.921
8919 | 742.813 |  |  |  | 8919 | 742.8634 | [5 empty] | 8924 | 742.948
8920 | 742.84 |  |  |  | 8920 | 742.8904 | [5 empty] | 8925 | 742.975
8921 | 742.867 |  |  |  | 8921 | 742.9173 | [5 empty] | 8926 | 743.002
8922 | 742.894 |  |  |  | 8922 | 742.9443 | [5 empty] | 8927 | 743.029
8923 | 742.921 |  |  |  | 8923 | 742.9712 | [5 empty] | 8928 | 743.056
8924 | 742.948 |  |  |  | 8924 | 742.9982 | [5 empty] | 8929 | 743.083
8925 | 742.975 |  |  |  | 8925 | 743.0251 | [5 empty] | 8930 | 743.11
8926 | 743.002 |  |  |  | 8926 | 743.052 | [5 empty] | 8931 | 743.137
8927 | 743.029 |  |  |  | 8927 | 743.079 | [5 empty] | 8932 | 743.164
8928 | 743.056 |  |  |  | 8928 | 743.1059 | [5 empty] | 8933 | 743.191
8929 | 743.083 |  |  |  | 8929 | 743.1329 | [5 empty] | 8934 | 743.218
8930 | 743.11 |  |  |  | 8930 | 743.1598 | [5 empty] | 8935 | 743.245
8931 | 743.137 |  |  |  | 8931 | 743.1868 | [5 empty] | 8936 | 743.272
8932 | 743.164 |  |  |  | 8932 | 743.2137 | [5 empty] | 8937 | 743.299
8933 | 743.191 |  |  |  | 8933 | 743.2407 | [5 empty] | 8938 | 743.326
8934 | 743.218 |  |  |  | 8934 | 743.2676 | [5 empty] | 8939 | 743.353
8935 | 743.245 |  |  |  | 8935 | 743.2946 | [5 empty] | 8940 | 743.38
8936 | 743.272 |  |  |  | 8936 | 743.3215 | [5 empty] | 8941 | 743.407
8937 | 743.299 |  |  |  | 8937 | 743.3485 | [5 empty] | 8942 | 743.434
8938 | 743.326 |  |  |  | 8938 | 743.3754 | [5 empty] | 8943 | 743.461
8939 | 743.353 |  |  |  | 8939 | 743.4024 | [5 empty] | 8944 | 743.488
8940 | 743.38 |  |  |  | 8940 | 743.4293 | [5 empty] | 8945 | 743.515
8941 | 743.407 |  |  |  | 8941 | 743.4563 | [5 empty] | 8946 | 743.542
8942 | 743.434 |  |  |  | 8942 | 743.4832 | [5 empty] | 8947 | 743.569
8943 | 743.461 |  |  |  | 8943 | 743.5102 | [5 empty] | 8948 | 743.596
8944 | 743.488 |  |  |  | 8944 | 743.5371 | [5 empty] | 8949 | 743.623
8945 | 743.515 |  |  |  | 8945 | 743.5641 | [5 empty] | 8950 | 743.65
8946 | 743.542 |  |  |  | 8946 | 743.591 | [5 empty] | 8951 | 743.677
8947 | 743.569 |  |  |  | 8947 | 743.618 | [5 empty] | 8952 | 743.704
8948 | 743.596 |  |  |  | 8948 | 743.6449 | [5 empty] | 8953 | 743.731
8949 | 743.623 |  |  |  | 8949 | 743.6719 | [5 empty] | 8954 | 743.758
8950 | 743.65 |  |  |  | 8950 | 743.6988 | [5 empty] | 8955 | 743.785
8951 | 743.677 |  |  |  | 8951 | 743.7258 | [5 empty] | 8956 | 743.812
8952 | 743.704 |  |  |  | 8952 | 743.7527 | [5 empty] | 8957 | 743.839
8953 | 743.731 |  |  |  | 8953 | 743.7797 | [5 empty] | 8958 | 743.866
8954 | 743.758 |  |  |  | 8954 | 743.8066 | [5 empty] | 8959 | 743.893
8955 | 743.785 |  |  |  | 8955 | 743.8336 | [5 empty] | 8960 | 743.92
8956 | 743.812 |  |  |  | 8956 | 743.8605 | [5 empty] | 8961 | 743.947
8957 | 743.839 |  |  |  | 8957 | 743.8875 | [5 empty] | 8962 | 743.974
8958 | 743.866 |  |  |  | 8958 | 743.9144 | [5 empty] | 8963 | 744.001
8959 | 743.893 |  |  |  | 8959 | 743.9413 | [5 empty] | 8964 | 744.028
8960 | 743.92 |  |  |  | 8960 | 743.9683 | [5 empty] | 8965 | 744.055
8961 | 743.947 |  |  |  | 8961 | 743.9952 | [5 empty] | 8966 | 744.082
8962 | 743.974 |  |  |  | 8962 | 744.0222 | [5 empty] | 8967 | 744.109
8963 | 744.001 |  |  |  | 8963 | 744.0491 | [5 empty] | 8968 | 744.136
8964 | 744.028 |  |  |  | 8964 | 744.0761 | [5 empty] | 8969 | 744.163
8965 | 744.055 |  |  |  | 8965 | 744.103 | [5 empty] | 8970 | 744.19
8966 | 744.082 |  |  |  | 8966 | 744.13 | [5 empty] | 8971 | 744.217
8967 | 744.109 |  |  |  | 8967 | 744.1569 | [5 empty] | 8972 | 744.244
8968 | 744.136 |  |  |  | 8968 | 744.1839 | [5 empty] | 8973 | 744.271
8969 | 744.163 |  |  |  | 8969 | 744.2108 | [5 empty] | 8974 | 744.298
8970 | 744.19 |  |  |  | 8970 | 744.2378 | [5 empty] | 8975 | 744.325
8971 | 744.217 |  |  |  | 8971 | 744.2647 | [5 empty] | 8976 | 744.352
8972 | 744.244 |  |  |  | 8972 | 744.2917 | [5 empty] | 8977 | 744.379
8973 | 744.271 |  |  |  | 8973 | 744.3186 | [5 empty] | 8978 | 744.406
8974 | 744.298 |  |  |  | 8974 | 744.3456 | [5 empty] | 8979 | 744.433
8975 | 744.325 |  |  |  | 8975 | 744.3725 | [5 empty] | 8980 | 744.46
8976 | 744.352 |  |  |  | 8976 | 744.3995 | [5 empty] | 8981 | 744.487
8977 | 744.379 |  |  |  | 8977 | 744.4264 | [5 empty] | 8982 | 744.514
8978 | 744.406 |  |  |  | 8978 | 744.4534 | [5 empty] | 8983 | 744.541
8979 | 744.433 |  |  |  | 8979 | 744.4803 | [5 empty] | 8984 | 744.568
8980 | 744.46 |  |  |  | 8980 | 744.5073 | [5 empty] | 8985 | 744.595
8981 | 744.487 |  |  |  | 8981 | 744.5342 | [5 empty] | 8986 | 744.622
8982 | 744.514 |  |  |  | 8982 | 744.5612 | [5 empty] | 8987 | 744.649
8983 | 744.541 |  |  |  | 8983 | 744.5881 | [5 empty] | 8988 | 744.676
8984 | 744.568 |  |  |  | 8984 | 744.6151 | [5 empty] | 8989 | 744.703
8985 | 744.595 |  |  |  | 8985 | 744.642 | [5 empty] | 8990 | 744.73
8986 | 744.622 |  |  |  | 8986 | 744.669 | [5 empty] | 8991 | 744.757
8987 | 744.649 |  |  |  | 8987 | 744.6959 | [5 empty] | 8992 | 744.784
8988 | 744.676 |  |  |  | 8988 | 744.7229 | [5 empty] | 8993 | 744.811
8989 | 744.703 |  |  |  | 8989 | 744.7498 | [5 empty] | 8994 | 744.838
8990 | 744.73 |  |  |  | 8990 | 744.7768 | [5 empty] | 8995 | 744.865
8991 | 744.757 |  |  |  | 8991 | 744.8037 | [5 empty] | 8996 | 744.892
8992 | 744.784 |  |  |  | 8992 | 744.8306 | [5 empty] | 8997 | 744.919
8993 | 744.811 |  |  |  | 8993 | 744.8576 | [5 empty] | 8998 | 744.946
8994 | 744.838 |  |  |  | 8994 | 744.8845 | [5 empty] | 8999 | 744.973
8995 | 744.865 |  |  |  | 8995 | 744.9115 | [5 empty] | 9000 | 745
8996 | 744.892 |  |  |  | 8996 | 744.9384 | [5 empty] | 9001 | 745.024
8997 | 744.919 |  |  |  | 8997 | 744.9654 | [5 empty] | 9002 | 745.048
8998 | 744.946 |  |  |  | 8998 | 744.9923 | [5 empty] | 9003 | 745.072
8999 | 744.973 |  |  |  | 8999 | 745.0193 | [5 empty] | 9004 | 745.096
9000 | 745 |  |  |  | 9000 | 745.0462 | [5 empty] | 9005 | 745.12
9001 | 745.024 |  |  |  | 9001 | 745.0703 | [5 empty] | 9006 | 745.144
9002 | 745.048 |  |  |  | 9002 | 745.0943 | [5 empty] | 9007 | 745.168
9003 | 745.072 |  |  |  | 9003 | 745.1184 | [5 empty] | 9008 | 745.192
9004 | 745.096 |  |  |  | 9004 | 745.1424 | [5 empty] | 9009 | 745.216
9005 | 745.12 |  |  |  | 9005 | 745.1664 | [5 empty] | 9010 | 745.24
9006 | 745.144 |  |  |  | 9006 | 745.1905 | [5 empty] | 9011 | 745.264
9007 | 745.168 |  |  |  | 9007 | 745.2145 | [5 empty] | 9012 | 745.288
9008 | 745.192 |  |  |  | 9008 | 745.2386 | [5 empty] | 9013 | 745.312
9009 | 745.216 |  |  |  | 9009 | 745.2626 | [5 empty] | 9014 | 745.336
9010 | 745.24 |  |  |  | 9010 | 745.2867 | [5 empty] | 9015 | 745.36
9011 | 745.264 |  |  |  | 9011 | 745.3107 | [5 empty] | 9016 | 745.384
9012 | 745.288 |  |  |  | 9012 | 745.3347 | [5 empty] | 9017 | 745.408
9013 | 745.312 |  |  |  | 9013 | 745.3588 | [5 empty] | 9018 | 745.432
9014 | 745.336 |  |  |  | 9014 | 745.3828 | [5 empty] | 9019 | 745.456
9015 | 745.36 |  |  |  | 9015 | 745.4069 | [5 empty] | 9020 | 745.48
9016 | 745.384 |  |  |  | 9016 | 745.4309 | [5 empty] | 9021 | 745.504
9017 | 745.408 |  |  |  | 9017 | 745.455 | [5 empty] | 9022 | 745.528
9018 | 745.432 |  |  |  | 9018 | 745.479 | [5 empty] | 9023 | 745.552
9019 | 745.456 |  |  |  | 9019 | 745.503 | [5 empty] | 9024 | 745.576
9020 | 745.48 |  |  |  | 9020 | 745.5271 | [5 empty] | 9025 | 745.6
9021 | 745.504 |  |  |  | 9021 | 745.5511 | [5 empty] | 9026 | 745.624
9022 | 745.528 |  |  |  | 9022 | 745.5752 | [5 empty] | 9027 | 745.648
9023 | 745.552 |  |  |  | 9023 | 745.5992 | [5 empty] | 9028 | 745.672
9024 | 745.576 |  |  |  | 9024 | 745.6232 | [5 empty] | 9029 | 745.696
9025 | 745.6 |  |  |  | 9025 | 745.6473 | [5 empty] | 9030 | 745.72
9026 | 745.624 |  |  |  | 9026 | 745.6713 | [5 empty] | 9031 | 745.744
9027 | 745.648 |  |  |  | 9027 | 745.6954 | [5 empty] | 9032 | 745.768
9028 | 745.672 |  |  |  | 9028 | 745.7194 | [5 empty] | 9033 | 745.792
9029 | 745.696 |  |  |  | 9029 | 745.7435 | [5 empty] | 9034 | 745.816
9030 | 745.72 |  |  |  | 9030 | 745.7675 | [5 empty] | 9035 | 745.84
9031 | 745.744 |  |  |  | 9031 | 745.7915 | [5 empty] | 9036 | 745.864
9032 | 745.768 |  |  |  | 9032 | 745.8156 | [5 empty] | 9037 | 745.888
9033 | 745.792 |  |  |  | 9033 | 745.8396 | [5 empty] | 9038 | 745.912
9034 | 745.816 |  |  |  | 9034 | 745.8637 | [5 empty] | 9039 | 745.936
9035 | 745.84 |  |  |  | 9035 | 745.8877 | [5 empty] | 9040 | 745.96
9036 | 745.864 |  |  |  | 9036 | 745.9118 | [5 empty] | 9041 | 745.984
9037 | 745.888 |  |  |  | 9037 | 745.9358 | [5 empty] | 9042 | 746.008
9038 | 745.912 |  |  |  | 9038 | 745.9598 | [5 empty] | 9043 | 746.032
9039 | 745.936 |  |  |  | 9039 | 745.9839 | [5 empty] | 9044 | 746.056
9040 | 745.96 |  |  |  | 9040 | 746.0079 | [5 empty] | 9045 | 746.08
9041 | 745.984 |  |  |  | 9041 | 746.032 | [5 empty] | 9046 | 746.104
9042 | 746.008 |  |  |  | 9042 | 746.056 | [5 empty] | 9047 | 746.128
9043 | 746.032 |  |  |  | 9043 | 746.0801 | [5 empty] | 9048 | 746.152
9044 | 746.056 |  |  |  | 9044 | 746.1041 | [5 empty] | 9049 | 746.176
9045 | 746.08 |  |  |  | 9045 | 746.1281 | [5 empty] | 9050 | 746.2
9046 | 746.104 |  |  |  | 9046 | 746.1522 | [5 empty] | 9051 | 746.224
9047 | 746.128 |  |  |  | 9047 | 746.1762 | [5 empty] | 9052 | 746.248
9048 | 746.152 |  |  |  | 9048 | 746.2003 | [5 empty] | 9053 | 746.272
9049 | 746.176 |  |  |  | 9049 | 746.2243 | [5 empty] | 9054 | 746.296
9050 | 746.2 |  |  |  | 9050 | 746.2483 | [5 empty] | 9055 | 746.32
9051 | 746.224 |  |  |  | 9051 | 746.2724 | [5 empty] | 9056 | 746.344
9052 | 746.248 |  |  |  | 9052 | 746.2964 | [5 empty] | 9057 | 746.368
9053 | 746.272 |  |  |  | 9053 | 746.3205 | [5 empty] | 9058 | 746.392
9054 | 746.296 |  |  |  | 9054 | 746.3445 | [5 empty] | 9059 | 746.416
9055 | 746.32 |  |  |  | 9055 | 746.3686 | [5 empty] | 9060 | 746.44
9056 | 746.344 |  |  |  | 9056 | 746.3926 | [5 empty] | 9061 | 746.464
9057 | 746.368 |  |  |  | 9057 | 746.4166 | [5 empty] | 9062 | 746.488
9058 | 746.392 |  |  |  | 9058 | 746.4407 | [5 empty] | 9063 | 746.512
9059 | 746.416 |  |  |  | 9059 | 746.4647 | [5 empty] | 9064 | 746.536
9060 | 746.44 |  |  |  | 9060 | 746.4888 | [5 empty] | 9065 | 746.56
9061 | 746.464 |  |  |  | 9061 | 746.5128 | [5 empty] | 9066 | 746.584
9062 | 746.488 |  |  |  | 9062 | 746.5369 | [5 empty] | 9067 | 746.608
9063 | 746.512 |  |  |  | 9063 | 746.5609 | [5 empty] | 9068 | 746.632
9064 | 746.536 |  |  |  | 9064 | 746.5849 | [5 empty] | 9069 | 746.656
9065 | 746.56 |  |  |  | 9065 | 746.609 | [5 empty] | 9070 | 746.68
9066 | 746.584 |  |  |  | 9066 | 746.633 | [5 empty] | 9071 | 746.704
9067 | 746.608 |  |  |  | 9067 | 746.6571 | [5 empty] | 9072 | 746.728
9068 | 746.632 |  |  |  | 9068 | 746.6811 | [5 empty] | 9073 | 746.752
9069 | 746.656 |  |  |  | 9069 | 746.7052 | [5 empty] | 9074 | 746.776
9070 | 746.68 |  |  |  | 9070 | 746.7292 | [5 empty] | 9075 | 746.8
9071 | 746.704 |  |  |  | 9071 | 746.7532 | [5 empty] | 9076 | 746.824
9072 | 746.728 |  |  |  | 9072 | 746.7773 | [5 empty] | 9077 | 746.848
9073 | 746.752 |  |  |  | 9073 | 746.8013 | [5 empty] | 9078 | 746.872
9074 | 746.776 |  |  |  | 9074 | 746.8254 | [5 empty] | 9079 | 746.896
9075 | 746.8 |  |  |  | 9075 | 746.8494 | [5 empty] | 9080 | 746.92
9076 | 746.824 |  |  |  | 9076 | 746.8734 | [5 empty] | 9081 | 746.944
9077 | 746.848 |  |  |  | 9077 | 746.8975 | [5 empty] | 9082 | 746.968
9078 | 746.872 |  |  |  | 9078 | 746.9215 | [5 empty] | 9083 | 746.992
9079 | 746.896 |  |  |  | 9079 | 746.9456 | [5 empty] | 9084 | 747.016
9080 | 746.92 |  |  |  | 9080 | 746.9696 | [5 empty] | 9085 | 747.04
9081 | 746.944 |  |  |  | 9081 | 746.9937 | [5 empty] | 9086 | 747.064
9082 | 746.968 |  |  |  | 9082 | 747.0177 | [5 empty] | 9087 | 747.088
9083 | 746.992 |  |  |  | 9083 | 747.0417 | [5 empty] | 9088 | 747.112
9084 | 747.016 |  |  |  | 9084 | 747.0658 | [5 empty] | 9089 | 747.136
9085 | 747.04 |  |  |  | 9085 | 747.0898 | [5 empty] | 9090 | 747.16
9086 | 747.064 |  |  |  | 9086 | 747.1139 | [5 empty] | 9091 | 747.184
9087 | 747.088 |  |  |  | 9087 | 747.1379 | [5 empty] | 9092 | 747.208
9088 | 747.112 |  |  |  | 9088 | 747.162 | [5 empty] | 9093 | 747.232
9089 | 747.136 |  |  |  | 9089 | 747.186 | [5 empty] | 9094 | 747.256
9090 | 747.16 |  |  |  | 9090 | 747.21 | [5 empty] | 9095 | 747.28
9091 | 747.184 |  |  |  | 9091 | 747.2341 | [5 empty] | 9096 | 747.304
9092 | 747.208 |  |  |  | 9092 | 747.2581 | [5 empty] | 9097 | 747.328
9093 | 747.232 |  |  |  | 9093 | 747.2822 | [5 empty] | 9098 | 747.352
9094 | 747.256 |  |  |  | 9094 | 747.3062 | [5 empty] | 9099 | 747.376
9095 | 747.28 |  |  |  | 9095 | 747.3303 | [5 empty] | 9100 | 747.4
9096 | 747.304 |  |  |  | 9096 | 747.3543 | [5 empty] | 9101 | 747.424
9097 | 747.328 |  |  |  | 9097 | 747.3783 | [5 empty] | 9102 | 747.448
9098 | 747.352 |  |  |  | 9098 | 747.4024 | [5 empty] | 9103 | 747.472
9099 | 747.376 |  |  |  | 9099 | 747.4264 | [5 empty] | 9104 | 747.496
9100 | 747.4 |  |  |  | 9100 | 747.4505 | [5 empty] | 9105 | 747.52
9101 | 747.424 |  |  |  | 9101 | 747.4745 | [5 empty] | 9106 | 747.544
9102 | 747.448 |  |  |  | 9102 | 747.4985 | [5 empty] | 9107 | 747.568
9103 | 747.472 |  |  |  | 9103 | 747.5226 | [5 empty] | 9108 | 747.592
9104 | 747.496 |  |  |  | 9104 | 747.5466 | [5 empty] | 9109 | 747.616
9105 | 747.52 |  |  |  | 9105 | 747.5707 | [5 empty] | 9110 | 747.64
9106 | 747.544 |  |  |  | 9106 | 747.5947 | [5 empty] | 9111 | 747.664
9107 | 747.568 |  |  |  | 9107 | 747.6188 | [5 empty] | 9112 | 747.688
9108 | 747.592 |  |  |  | 9108 | 747.6428 | [5 empty] | 9113 | 747.712
9109 | 747.616 |  |  |  | 9109 | 747.6668 | [5 empty] | 9114 | 747.736
9110 | 747.64 |  |  |  | 9110 | 747.6909 | [5 empty] | 9115 | 747.76
9111 | 747.664 |  |  |  | 9111 | 747.7149 | [5 empty] | 9116 | 747.784
9112 | 747.688 |  |  |  | 9112 | 747.739 | [5 empty] | 9117 | 747.808
9113 | 747.712 |  |  |  | 9113 | 747.763 | [5 empty] | 9118 | 747.832
9114 | 747.736 |  |  |  | 9114 | 747.7871 | [5 empty] | 9119 | 747.856
9115 | 747.76 |  |  |  | 9115 | 747.8111 | [5 empty] | 9120 | 747.88
9116 | 747.784 |  |  |  | 9116 | 747.8351 | [5 empty] | 9121 | 747.904
9117 | 747.808 |  |  |  | 9117 | 747.8592 | [5 empty] | 9122 | 747.928
9118 | 747.832 |  |  |  | 9118 | 747.8832 | [5 empty] | 9123 | 747.952
9119 | 747.856 |  |  |  | 9119 | 747.9073 | [5 empty] | 9124 | 747.976
9120 | 747.88 |  |  |  | 9120 | 747.9313 | [5 empty] | 9125 | 748
9121 | 747.904 |  |  |  | 9121 | 747.9554 | [5 empty] | 9126 | 748.024
9122 | 747.928 |  |  |  | 9122 | 747.9794 | [5 empty] | 9127 | 748.048
9123 | 747.952 |  |  |  | 9123 | 748.0034 | [5 empty] | 9128 | 748.072
9124 | 747.976 |  |  |  | 9124 | 748.0275 | [5 empty] | 9129 | 748.096
9125 | 748 |  |  |  | 9125 | 748.0515 | [5 empty] | 9130 | 748.12
9126 | 748.024 |  |  |  | 9126 | 748.0756 | [5 empty] | 9131 | 748.144
9127 | 748.048 |  |  |  | 9127 | 748.0996 | [5 empty] | 9132 | 748.168
9128 | 748.072 |  |  |  | 9128 | 748.1236 | [5 empty] | 9133 | 748.192
9129 | 748.096 |  |  |  | 9129 | 748.1477 | [5 empty] | 9134 | 748.216
9130 | 748.12 |  |  |  | 9130 | 748.1717 | [5 empty] | 9135 | 748.24
9131 | 748.144 |  |  |  | 9131 | 748.1958 | [5 empty] | 9136 | 748.264
9132 | 748.168 |  |  |  | 9132 | 748.2198 | [5 empty] | 9137 | 748.288
9133 | 748.192 |  |  |  | 9133 | 748.2439 | [5 empty] | 9138 | 748.312
9134 | 748.216 |  |  |  | 9134 | 748.2679 | [5 empty] | 9139 | 748.336
9135 | 748.24 |  |  |  | 9135 | 748.2919 | [5 empty] | 9140 | 748.36
9136 | 748.264 |  |  |  | 9136 | 748.316 | [5 empty] | 9141 | 748.384
9137 | 748.288 |  |  |  | 9137 | 748.34 | [5 empty] | 9142 | 748.408
9138 | 748.312 |  |  |  | 9138 | 748.3641 | [5 empty] | 9143 | 748.432
9139 | 748.336 |  |  |  | 9139 | 748.3881 | [5 empty] | 9144 | 748.456
9140 | 748.36 |  |  |  | 9140 | 748.4122 | [5 empty] | 9145 | 748.48
9141 | 748.384 |  |  |  | 9141 | 748.4362 | [5 empty] | 9146 | 748.504
9142 | 748.408 |  |  |  | 9142 | 748.4602 | [5 empty] | 9147 | 748.528
9143 | 748.432 |  |  |  | 9143 | 748.4843 | [5 empty] | 9148 | 748.552
9144 | 748.456 |  |  |  | 9144 | 748.5083 | [5 empty] | 9149 | 748.576
9145 | 748.48 |  |  |  | 9145 | 748.5324 | [5 empty] | 9150 | 748.6
9146 | 748.504 |  |  |  | 9146 | 748.5564 | [5 empty] | 9151 | 748.624
9147 | 748.528 |  |  |  | 9147 | 748.5804 | [5 empty] | 9152 | 748.648
9148 | 748.552 |  |  |  | 9148 | 748.6045 | [5 empty] | 9153 | 748.672
9149 | 748.576 |  |  |  | 9149 | 748.6285 | [5 empty] | 9154 | 748.696
9150 | 748.6 |  |  |  | 9150 | 748.6526 | [5 empty] | 9155 | 748.72
9151 | 748.624 |  |  |  | 9151 | 748.6766 | [5 empty] | 9156 | 748.744
9152 | 748.648 |  |  |  | 9152 | 748.7007 | [5 empty] | 9157 | 748.768
9153 | 748.672 |  |  |  | 9153 | 748.7247 | [5 empty] | 9158 | 748.792
9154 | 748.696 |  |  |  | 9154 | 748.7487 | [5 empty] | 9159 | 748.816
9155 | 748.72 |  |  |  | 9155 | 748.7728 | [5 empty] | 9160 | 748.84
9156 | 748.744 |  |  |  | 9156 | 748.7968 | [5 empty] | 9161 | 748.864
9157 | 748.768 |  |  |  | 9157 | 748.8209 | [5 empty] | 9162 | 748.888
9158 | 748.792 |  |  |  | 9158 | 748.8449 | [5 empty] | 9163 | 748.912
9159 | 748.816 |  |  |  | 9159 | 748.869 | [5 empty] | 9164 | 748.936
9160 | 748.84 |  |  |  | 9160 | 748.893 | [5 empty] | 9165 | 748.96
9161 | 748.864 |  |  |  | 9161 | 748.917 | [5 empty] | 9166 | 748.984
9162 | 748.888 |  |  |  | 9162 | 748.9411 | [5 empty] | 9167 | 749.008
9163 | 748.912 |  |  |  | 9163 | 748.9651 | [5 empty] | 9168 | 749.032
9164 | 748.936 |  |  |  | 9164 | 748.9892 | [5 empty] | 9169 | 749.056
9165 | 748.96 |  |  |  | 9165 | 749.0132 | [5 empty] | 9170 | 749.08
9166 | 748.984 |  |  |  | 9166 | 749.0373 | [5 empty] | 9171 | 749.104
9167 | 749.008 |  |  |  | 9167 | 749.0613 | [5 empty] | 9172 | 749.128
9168 | 749.032 |  |  |  | 9168 | 749.0853 | [5 empty] | 9173 | 749.152
9169 | 749.056 |  |  |  | 9169 | 749.1094 | [5 empty] | 9174 | 749.176
9170 | 749.08 |  |  |  | 9170 | 749.1334 | [5 empty] | 9175 | 749.2
9171 | 749.104 |  |  |  | 9171 | 749.1575 | [5 empty] | 9176 | 749.224
9172 | 749.128 |  |  |  | 9172 | 749.1815 | [5 empty] | 9177 | 749.248
9173 | 749.152 |  |  |  | 9173 | 749.2055 | [5 empty] | 9178 | 749.272
9174 | 749.176 |  |  |  | 9174 | 749.2296 | [5 empty] | 9179 | 749.296
9175 | 749.2 |  |  |  | 9175 | 749.2536 | [5 empty] | 9180 | 749.32
9176 | 749.224 |  |  |  | 9176 | 749.2777 | [5 empty] | 9181 | 749.344
9177 | 749.248 |  |  |  | 9177 | 749.3017 | [5 empty] | 9182 | 749.368
9178 | 749.272 |  |  |  | 9178 | 749.3258 | [5 empty] | 9183 | 749.392
9179 | 749.296 |  |  |  | 9179 | 749.3498 | [5 empty] | 9184 | 749.416
9180 | 749.32 |  |  |  | 9180 | 749.3738 | [5 empty] | 9185 | 749.44
9181 | 749.344 |  |  |  | 9181 | 749.3979 | [5 empty] | 9186 | 749.464
9182 | 749.368 |  |  |  | 9182 | 749.4219 | [5 empty] | 9187 | 749.488
9183 | 749.392 |  |  |  | 9183 | 749.446 | [5 empty] | 9188 | 749.512
9184 | 749.416 |  |  |  | 9184 | 749.47 | [5 empty] | 9189 | 749.536
9185 | 749.44 |  |  |  | 9185 | 749.4941 | [5 empty] | 9190 | 749.56
9186 | 749.464 |  |  |  | 9186 | 749.5181 | [5 empty] | 9191 | 749.584
9187 | 749.488 |  |  |  | 9187 | 749.5421 | [5 empty] | 9192 | 749.608
9188 | 749.512 |  |  |  | 9188 | 749.5662 | [5 empty] | 9193 | 749.632
9189 | 749.536 |  |  |  | 9189 | 749.5902 | [5 empty] | 9194 | 749.656
9190 | 749.56 |  |  |  | 9190 | 749.6143 | [5 empty] | 9195 | 749.68
9191 | 749.584 |  |  |  | 9191 | 749.6383 | [5 empty] | 9196 | 749.704
9192 | 749.608 |  |  |  | 9192 | 749.6624 | [5 empty] | 9197 | 749.728
9193 | 749.632 |  |  |  | 9193 | 749.6864 | [5 empty] | 9198 | 749.752
9194 | 749.656 |  |  |  | 9194 | 749.7104 | [5 empty] | 9199 | 749.776
9195 | 749.68 |  |  |  | 9195 | 749.7345 | [5 empty] | 9200 | 749.8
9196 | 749.704 |  |  |  | 9196 | 749.7585 | [5 empty] | 9201 | 749.824
9197 | 749.728 |  |  |  | 9197 | 749.7826 | [5 empty] | 9202 | 749.848
9198 | 749.752 |  |  |  | 9198 | 749.8066 | [5 empty] | 9203 | 749.872
9199 | 749.776 |  |  |  | 9199 | 749.8306 | [5 empty] | 9204 | 749.896
9200 | 749.8 |  |  |  | 9200 | 749.8547 | [5 empty] | 9205 | 749.92
9201 | 749.824 |  |  |  | 9201 | 749.8787 | [5 empty] | 9206 | 749.944
9202 | 749.848 |  |  |  | 9202 | 749.9028 | [5 empty] | 9207 | 749.968
9203 | 749.872 |  |  |  | 9203 | 749.9268 | [5 empty] | 9208 | 749.992
9204 | 749.896 |  |  |  | 9204 | 749.9509 | [5 empty] | 9209 | 750.016
9205 | 749.92 |  |  |  | 9205 | 749.9749 | [5 empty] | 9210 | 750.04
9206 | 749.944 |  |  |  | 9206 | 749.9989 | [5 empty] | 9211 | 750.064
9207 | 749.968 |  |  |  | 9207 | 750.023 | [5 empty] | 9212 | 750.088
9208 | 749.992 |  |  |  | 9208 | 750.047 | [5 empty] | 9213 | 750.112
9209 | 750.016 |  |  |  | 9209 | 750.0711 | [5 empty] | 9214 | 750.136
9210 | 750.04 |  |  |  | 9210 | 750.0951 | [5 empty] | 9215 | 750.16
9211 | 750.064 |  |  |  | 9211 | 750.1192 | [5 empty] | 9216 | 750.184
9212 | 750.088 |  |  |  | 9212 | 750.1432 | [5 empty] | 9217 | 750.208
9213 | 750.112 |  |  |  | 9213 | 750.1672 | [5 empty] | 9218 | 750.232
9214 | 750.136 |  |  |  | 9214 | 750.1913 | [5 empty] | 9219 | 750.256
9215 | 750.16 |  |  |  | 9215 | 750.2153 | [5 empty] | 9220 | 750.28
9216 | 750.184 |  |  |  | 9216 | 750.2394 | [5 empty] | 9221 | 750.304
9217 | 750.208 |  |  |  | 9217 | 750.2634 | [5 empty] | 9222 | 750.328
9218 | 750.232 |  |  |  | 9218 | 750.2875 | [5 empty] | 9223 | 750.352
9219 | 750.256 |  |  |  | 9219 | 750.3115 | [5 empty] | 9224 | 750.376
9220 | 750.28 |  |  |  | 9220 | 750.3355 | [5 empty] | 9225 | 750.4
9221 | 750.304 |  |  |  | 9221 | 750.3596 | [5 empty] | 9226 | 750.424
9222 | 750.328 |  |  |  | 9222 | 750.3836 | [5 empty] | 9227 | 750.448
9223 | 750.352 |  |  |  | 9223 | 750.4077 | [5 empty] | 9228 | 750.472
9224 | 750.376 |  |  |  | 9224 | 750.4317 | [5 empty] | 9229 | 750.496
9225 | 750.4 |  |  |  | 9225 | 750.4557 | [5 empty] | 9230 | 750.52
9226 | 750.424 |  |  |  | 9226 | 750.4798 | [5 empty] | 9231 | 750.544
9227 | 750.448 |  |  |  | 9227 | 750.5038 | [5 empty] | 9232 | 750.568
9228 | 750.472 |  |  |  | 9228 | 750.5279 | [5 empty] | 9233 | 750.592
9229 | 750.496 |  |  |  | 9229 | 750.5519 | [5 empty] | 9234 | 750.616
9230 | 750.52 |  |  |  | 9230 | 750.576 | [5 empty] | 9235 | 750.64
9231 | 750.544 |  |  |  | 9231 | 750.6 | [5 empty] | 9236 | 750.664
9232 | 750.568 |  |  |  | 9232 | 750.624 | [5 empty] | 9237 | 750.688
9233 | 750.592 |  |  |  | 9233 | 750.6481 | [5 empty] | 9238 | 750.712
9234 | 750.616 |  |  |  | 9234 | 750.6721 | [5 empty] | 9239 | 750.736
9235 | 750.64 |  |  |  | 9235 | 750.6962 | [5 empty] | 9240 | 750.76
9236 | 750.664 |  |  |  | 9236 | 750.7202 | [5 empty] | 9241 | 750.784
9237 | 750.688 |  |  |  | 9237 | 750.7443 | [5 empty] | 9242 | 750.808
9238 | 750.712 |  |  |  | 9238 | 750.7683 | [5 empty] | 9243 | 750.832
9239 | 750.736 |  |  |  | 9239 | 750.7923 | [5 empty] | 9244 | 750.856
9240 | 750.76 |  |  |  | 9240 | 750.8164 | [5 empty] | 9245 | 750.88
9241 | 750.784 |  |  |  | 9241 | 750.8404 | [5 empty] | 9246 | 750.904
9242 | 750.808 |  |  |  | 9242 | 750.8645 | [5 empty] | 9247 | 750.928
9243 | 750.832 |  |  |  | 9243 | 750.8885 | [5 empty] | 9248 | 750.952
9244 | 750.856 |  |  |  | 9244 | 750.9125 | [5 empty] | 9249 | 750.976
9245 | 750.88 |  |  |  | 9245 | 750.9366 | [5 empty] | 9250 | 751
9246 | 750.904 |  |  |  | 9246 | 750.9606 | [5 empty] | 9251 | 751.024
9247 | 750.928 |  |  |  | 9247 | 750.9847 | [5 empty] | 9252 | 751.048
9248 | 750.952 |  |  |  | 9248 | 751.0087 | [5 empty] | 9253 | 751.072
9249 | 750.976 |  |  |  | 9249 | 751.0328 | [5 empty] | 9254 | 751.096
9250 | 751 |  |  |  | 9250 | 751.0568 | [5 empty] | 9255 | 751.12
9251 | 751.024 |  |  |  | 9251 | 751.0808 | [5 empty] | 9256 | 751.144
9252 | 751.048 |  |  |  | 9252 | 751.1049 | [5 empty] | 9257 | 751.168
9253 | 751.072 |  |  |  | 9253 | 751.1289 | [5 empty] | 9258 | 751.192
9254 | 751.096 |  |  |  | 9254 | 751.153 | [5 empty] | 9259 | 751.216
9255 | 751.12 |  |  |  | 9255 | 751.177 | [5 empty] | 9260 | 751.24
9256 | 751.144 |  |  |  | 9256 | 751.2011 | [5 empty] | 9261 | 751.264
9257 | 751.168 |  |  |  | 9257 | 751.2251 | [5 empty] | 9262 | 751.288
9258 | 751.192 |  |  |  | 9258 | 751.2491 | [5 empty] | 9263 | 751.312
9259 | 751.216 |  |  |  | 9259 | 751.2732 | [5 empty] | 9264 | 751.336
9260 | 751.24 |  |  |  | 9260 | 751.2972 | [5 empty] | 9265 | 751.36
9261 | 751.264 |  |  |  | 9261 | 751.3213 | [5 empty] | 9266 | 751.384
9262 | 751.288 |  |  |  | 9262 | 751.3453 | [5 empty] | 9267 | 751.408
9263 | 751.312 |  |  |  | 9263 | 751.3694 | [5 empty] | 9268 | 751.432
9264 | 751.336 |  |  |  | 9264 | 751.3934 | [5 empty] | 9269 | 751.456
9265 | 751.36 |  |  |  | 9265 | 751.4174 | [5 empty] | 9270 | 751.48
9266 | 751.384 |  |  |  | 9266 | 751.4415 | [5 empty] | 9271 | 751.504
9267 | 751.408 |  |  |  | 9267 | 751.4655 | [5 empty] | 9272 | 751.528
9268 | 751.432 |  |  |  | 9268 | 751.4896 | [5 empty] | 9273 | 751.552
9269 | 751.456 |  |  |  | 9269 | 751.5136 | [5 empty] | 9274 | 751.576
9270 | 751.48 |  |  |  | 9270 | 751.5376 | [5 empty] | 9275 | 751.6
9271 | 751.504 |  |  |  | 9271 | 751.5617 | [5 empty] | 9276 | 751.624
9272 | 751.528 |  |  |  | 9272 | 751.5857 | [5 empty] | 9277 | 751.648
9273 | 751.552 |  |  |  | 9273 | 751.6098 | [5 empty] | 9278 | 751.672
9274 | 751.576 |  |  |  | 9274 | 751.6338 | [5 empty] | 9279 | 751.696
9275 | 751.6 |  |  |  | 9275 | 751.6579 | [5 empty] | 9280 | 751.72
9276 | 751.624 |  |  |  | 9276 | 751.6819 | [5 empty] | 9281 | 751.744
9277 | 751.648 |  |  |  | 9277 | 751.7059 | [5 empty] | 9282 | 751.768
9278 | 751.672 |  |  |  | 9278 | 751.73 | [5 empty] | 9283 | 751.792
9279 | 751.696 |  |  |  | 9279 | 751.754 | [5 empty] | 9284 | 751.816
9280 | 751.72 |  |  |  | 9280 | 751.7781 | [5 empty] | 9285 | 751.84
9281 | 751.744 |  |  |  | 9281 | 751.8021 | [5 empty] | 9286 | 751.864
9282 | 751.768 |  |  |  | 9282 | 751.8262 | [5 empty] | 9287 | 751.888
9283 | 751.792 |  |  |  | 9283 | 751.8502 | [5 empty] | 9288 | 751.912
9284 | 751.816 |  |  |  | 9284 | 751.8742 | [5 empty] | 9289 | 751.936
9285 | 751.84 |  |  |  | 9285 | 751.8983 | [5 empty] | 9290 | 751.96
9286 | 751.864 |  |  |  | 9286 | 751.9223 | [5 empty] | 9291 | 751.984
9287 | 751.888 |  |  |  | 9287 | 751.9464 | [5 empty] | 9292 | 752.008
9288 | 751.912 |  |  |  | 9288 | 751.9704 | [5 empty] | 9293 | 752.032
9289 | 751.936 |  |  |  | 9289 | 751.9945 | [5 empty] | 9294 | 752.056
9290 | 751.96 |  |  |  | 9290 | 752.0185 | [5 empty] | 9295 | 752.08
9291 | 751.984 |  |  |  | 9291 | 752.0425 | [5 empty] | 9296 | 752.104
9292 | 752.008 |  |  |  | 9292 | 752.0666 | [5 empty] | 9297 | 752.128
9293 | 752.032 |  |  |  | 9293 | 752.0906 | [5 empty] | 9298 | 752.152
9294 | 752.056 |  |  |  | 9294 | 752.1147 | [5 empty] | 9299 | 752.176
9295 | 752.08 |  |  |  | 9295 | 752.1387 | [5 empty] | 9300 | 752.2
9296 | 752.104 |  |  |  | 9296 | 752.1627 | [5 empty] | 9301 | 752.224
9297 | 752.128 |  |  |  | 9297 | 752.1868 | [5 empty] | 9302 | 752.248
9298 | 752.152 |  |  |  | 9298 | 752.2108 | [5 empty] | 9303 | 752.272
9299 | 752.176 |  |  |  | 9299 | 752.2349 | [5 empty] | 9304 | 752.296
9300 | 752.2 |  |  |  | 9300 | 752.2589 | [5 empty] | 9305 | 752.32
9301 | 752.224 |  |  |  | 9301 | 752.283 | [5 empty] | 9306 | 752.344
9302 | 752.248 |  |  |  | 9302 | 752.307 | [5 empty] | 9307 | 752.368
9303 | 752.272 |  |  |  | 9303 | 752.331 | [5 empty] | 9308 | 752.392
9304 | 752.296 |  |  |  | 9304 | 752.3551 | [5 empty] | 9309 | 752.416
9305 | 752.32 |  |  |  | 9305 | 752.3791 | [5 empty] | 9310 | 752.44
9306 | 752.344 |  |  |  | 9306 | 752.4032 | [5 empty] | 9311 | 752.464
9307 | 752.368 |  |  |  | 9307 | 752.4272 | [5 empty] | 9312 | 752.488
9308 | 752.392 |  |  |  | 9308 | 752.4513 | [5 empty] | 9313 | 752.512
9309 | 752.416 |  |  |  | 9309 | 752.4753 | [5 empty] | 9314 | 752.536
9310 | 752.44 |  |  |  | 9310 | 752.4993 | [5 empty] | 9315 | 752.56
9311 | 752.464 |  |  |  | 9311 | 752.5234 | [5 empty] | 9316 | 752.584
9312 | 752.488 |  |  |  | 9312 | 752.5474 | [5 empty] | 9317 | 752.608
9313 | 752.512 |  |  |  | 9313 | 752.5715 | [5 empty] | 9318 | 752.632
9314 | 752.536 |  |  |  | 9314 | 752.5955 | [5 empty] | 9319 | 752.656
9315 | 752.56 |  |  |  | 9315 | 752.6196 | [5 empty] | 9320 | 752.68
9316 | 752.584 |  |  |  | 9316 | 752.6436 | [5 empty] | 9321 | 752.704
9317 | 752.608 |  |  |  | 9317 | 752.6676 | [5 empty] | 9322 | 752.728
9318 | 752.632 |  |  |  | 9318 | 752.6917 | [5 empty] | 9323 | 752.752
9319 | 752.656 |  |  |  | 9319 | 752.7157 | [5 empty] | 9324 | 752.776
9320 | 752.68 |  |  |  | 9320 | 752.7398 | [5 empty] | 9325 | 752.8
9321 | 752.704 |  |  |  | 9321 | 752.7638 | [5 empty] | 9326 | 752.824
9322 | 752.728 |  |  |  | 9322 | 752.7878 | [5 empty] | 9327 | 752.848
9323 | 752.752 |  |  |  | 9323 | 752.8119 | [5 empty] | 9328 | 752.872
9324 | 752.776 |  |  |  | 9324 | 752.8359 | [5 empty] | 9329 | 752.896
9325 | 752.8 |  |  |  | 9325 | 752.86 | [5 empty] | 9330 | 752.92
9326 | 752.824 |  |  |  | 9326 | 752.884 | [5 empty] | 9331 | 752.944
9327 | 752.848 |  |  |  | 9327 | 752.9081 | [5 empty] | 9332 | 752.968
9328 | 752.872 |  |  |  | 9328 | 752.9321 | [5 empty] | 9333 | 752.992
9329 | 752.896 |  |  |  | 9329 | 752.9561 | [5 empty] | 9334 | 753.016
9330 | 752.92 |  |  |  | 9330 | 752.9802 | [5 empty] | 9335 | 753.04
9331 | 752.944 |  |  |  | 9331 | 753.0042 | [5 empty] | 9336 | 753.064
9332 | 752.968 |  |  |  | 9332 | 753.0283 | [5 empty] | 9337 | 753.088
9333 | 752.992 |  |  |  | 9333 | 753.0523 | [5 empty] | 9338 | 753.112
9334 | 753.016 |  |  |  | 9334 | 753.0764 | [5 empty] | 9339 | 753.136
9335 | 753.04 |  |  |  | 9335 | 753.1004 | [5 empty] | 9340 | 753.16
9336 | 753.064 |  |  |  | 9336 | 753.1244 | [5 empty] | 9341 | 753.184
9337 | 753.088 |  |  |  | 9337 | 753.1485 | [5 empty] | 9342 | 753.208
9338 | 753.112 |  |  |  | 9338 | 753.1725 | [5 empty] | 9343 | 753.232
9339 | 753.136 |  |  |  | 9339 | 753.1966 | [5 empty] | 9344 | 753.256
9340 | 753.16 |  |  |  | 9340 | 753.2206 | [5 empty] | 9345 | 753.28
9341 | 753.184 |  |  |  | 9341 | 753.2446 | [5 empty] | 9346 | 753.304
9342 | 753.208 |  |  |  | 9342 | 753.2687 | [5 empty] | 9347 | 753.328
9343 | 753.232 |  |  |  | 9343 | 753.2927 | [5 empty] | 9348 | 753.352
9344 | 753.256 |  |  |  | 9344 | 753.3168 | [5 empty] | 9349 | 753.376
9345 | 753.28 |  |  |  | 9345 | 753.3408 | [5 empty] | 9350 | 753.4
9346 | 753.304 |  |  |  | 9346 | 753.3649 | [5 empty] | 9351 | 753.424
9347 | 753.328 |  |  |  | 9347 | 753.3889 | [5 empty] | 9352 | 753.448
9348 | 753.352 |  |  |  | 9348 | 753.4129 | [5 empty] | 9353 | 753.472
9349 | 753.376 |  |  |  | 9349 | 753.437 | [5 empty] | 9354 | 753.496
9350 | 753.4 |  |  |  | 9350 | 753.461 | [5 empty] | 9355 | 753.52
9351 | 753.424 |  |  |  | 9351 | 753.4851 | [5 empty] | 9356 | 753.544
9352 | 753.448 |  |  |  | 9352 | 753.5091 | [5 empty] | 9357 | 753.568
9353 | 753.472 |  |  |  | 9353 | 753.5332 | [5 empty] | 9358 | 753.592
9354 | 753.496 |  |  |  | 9354 | 753.5572 | [5 empty] | 9359 | 753.616
9355 | 753.52 |  |  |  | 9355 | 753.5812 | [5 empty] | 9360 | 753.64
9356 | 753.544 |  |  |  | 9356 | 753.6053 | [5 empty] | 9361 | 753.664
9357 | 753.568 |  |  |  | 9357 | 753.6293 | [5 empty] | 9362 | 753.688
9358 | 753.592 |  |  |  | 9358 | 753.6534 | [5 empty] | 9363 | 753.712
9359 | 753.616 |  |  |  | 9359 | 753.6774 | [5 empty] | 9364 | 753.736
9360 | 753.64 |  |  |  | 9360 | 753.7015 | [5 empty] | 9365 | 753.76
9361 | 753.664 |  |  |  | 9361 | 753.7255 | [5 empty] | 9366 | 753.784
9362 | 753.688 |  |  |  | 9362 | 753.7495 | [5 empty] | 9367 | 753.808
9363 | 753.712 |  |  |  | 9363 | 753.7736 | [5 empty] | 9368 | 753.832
9364 | 753.736 |  |  |  | 9364 | 753.7976 | [5 empty] | 9369 | 753.856
9365 | 753.76 |  |  |  | 9365 | 753.8217 | [5 empty] | 9370 | 753.88
9366 | 753.784 |  |  |  | 9366 | 753.8457 | [5 empty] | 9371 | 753.904
9367 | 753.808 |  |  |  | 9367 | 753.8697 | [5 empty] | 9372 | 753.928
9368 | 753.832 |  |  |  | 9368 | 753.8938 | [5 empty] | 9373 | 753.952
9369 | 753.856 |  |  |  | 9369 | 753.9178 | [5 empty] | 9374 | 753.976
9370 | 753.88 |  |  |  | 9370 | 753.9419 | [5 empty] | 9375 | 754
9371 | 753.904 |  |  |  | 9371 | 753.9659 | [5 empty] | 9376 | 754.024
9372 | 753.928 |  |  |  | 9372 | 753.99 | [5 empty] | 9377 | 754.048
9373 | 753.952 |  |  |  | 9373 | 754.014 | [5 empty] | 9378 | 754.072
9374 | 753.976 |  |  |  | 9374 | 754.038 | [5 empty] | 9379 | 754.096
9375 | 754 |  |  |  | 9375 | 754.0621 | [5 empty] | 9380 | 754.12
9376 | 754.024 |  |  |  | 9376 | 754.0861 | [5 empty] | 9381 | 754.144
9377 | 754.048 |  |  |  | 9377 | 754.1102 | [5 empty] | 9382 | 754.168
9378 | 754.072 |  |  |  | 9378 | 754.1342 | [5 empty] | 9383 | 754.192
9379 | 754.096 |  |  |  | 9379 | 754.1583 | [5 empty] | 9384 | 754.216
9380 | 754.12 |  |  |  | 9380 | 754.1823 | [5 empty] | 9385 | 754.24
9381 | 754.144 |  |  |  | 9381 | 754.2063 | [5 empty] | 9386 | 754.264
9382 | 754.168 |  |  |  | 9382 | 754.2304 | [5 empty] | 9387 | 754.288
9383 | 754.192 |  |  |  | 9383 | 754.2544 | [5 empty] | 9388 | 754.312
9384 | 754.216 |  |  |  | 9384 | 754.2785 | [5 empty] | 9389 | 754.336
9385 | 754.24 |  |  |  | 9385 | 754.3025 | [5 empty] | 9390 | 754.36
9386 | 754.264 |  |  |  | 9386 | 754.3266 | [5 empty] | 9391 | 754.384
9387 | 754.288 |  |  |  | 9387 | 754.3506 | [5 empty] | 9392 | 754.408
9388 | 754.312 |  |  |  | 9388 | 754.3746 | [5 empty] | 9393 | 754.432
9389 | 754.336 |  |  |  | 9389 | 754.3987 | [5 empty] | 9394 | 754.456
9390 | 754.36 |  |  |  | 9390 | 754.4227 | [5 empty] | 9395 | 754.48
9391 | 754.384 |  |  |  | 9391 | 754.4468 | [5 empty] | 9396 | 754.504
9392 | 754.408 |  |  |  | 9392 | 754.4708 | [5 empty] | 9397 | 754.528
9393 | 754.432 |  |  |  | 9393 | 754.4948 | [5 empty] | 9398 | 754.552
9394 | 754.456 |  |  |  | 9394 | 754.5189 | [5 empty] | 9399 | 754.576
9395 | 754.48 |  |  |  | 9395 | 754.5429 | [5 empty] | 9400 | 754.6
9396 | 754.504 |  |  |  | 9396 | 754.567 | [5 empty] | 9401 | 754.624
9397 | 754.528 |  |  |  | 9397 | 754.591 | [5 empty] | 9402 | 754.648
9398 | 754.552 |  |  |  | 9398 | 754.6151 | [5 empty] | 9403 | 754.672
9399 | 754.576 |  |  |  | 9399 | 754.6391 | [5 empty] | 9404 | 754.696
9400 | 754.6 |  |  |  | 9400 | 754.6631 | [5 empty] | 9405 | 754.72
9401 | 754.624 |  |  |  | 9401 | 754.6872 | [5 empty] | 9406 | 754.744
9402 | 754.648 |  |  |  | 9402 | 754.7112 | [5 empty] | 9407 | 754.768
9403 | 754.672 |  |  |  | 9403 | 754.7353 | [5 empty] | 9408 | 754.792
9404 | 754.696 |  |  |  | 9404 | 754.7593 | [5 empty] | 9409 | 754.816
9405 | 754.72 |  |  |  | 9405 | 754.7834 | [5 empty] | 9410 | 754.84
9406 | 754.744 |  |  |  | 9406 | 754.8074 | [5 empty] | 9411 | 754.864
9407 | 754.768 |  |  |  | 9407 | 754.8314 | [5 empty] | 9412 | 754.888
9408 | 754.792 |  |  |  | 9408 | 754.8555 | [5 empty] | 9413 | 754.912
9409 | 754.816 |  |  |  | 9409 | 754.8795 | [5 empty] | 9414 | 754.936
9410 | 754.84 |  |  |  | 9410 | 754.9036 | [5 empty] | 9415 | 754.96
9411 | 754.864 |  |  |  | 9411 | 754.9276 | [5 empty] | 9416 | 754.984
9412 | 754.888 |  |  |  | 9412 | 754.9517 | [5 empty] | 9417 | 755.008
9413 | 754.912 |  |  |  | 9413 | 754.9757 | [5 empty] | 9418 | 755.032
9414 | 754.936 |  |  |  | 9414 | 754.9997 | [5 empty] | 9419 | 755.056
9415 | 754.96 |  |  |  | 9415 | 755.0238 | [5 empty] | 9420 | 755.08
9416 | 754.984 |  |  |  | 9416 | 755.0478 | [5 empty] | 9421 | 755.104
9417 | 755.008 |  |  |  | 9417 | 755.0719 | [5 empty] | 9422 | 755.128
9418 | 755.032 |  |  |  | 9418 | 755.0959 | [5 empty] | 9423 | 755.152
9419 | 755.056 |  |  |  | 9419 | 755.1199 | [5 empty] | 9424 | 755.176
9420 | 755.08 |  |  |  | 9420 | 755.144 | [5 empty] | 9425 | 755.2
9421 | 755.104 |  |  |  | 9421 | 755.168 | [5 empty] | 9426 | 755.224
9422 | 755.128 |  |  |  | 9422 | 755.1921 | [5 empty] | 9427 | 755.248
9423 | 755.152 |  |  |  | 9423 | 755.2161 | [5 empty] | 9428 | 755.272
9424 | 755.176 |  |  |  | 9424 | 755.2402 | [5 empty] | 9429 | 755.296
9425 | 755.2 |  |  |  | 9425 | 755.2642 | [5 empty] | 9430 | 755.32
9426 | 755.224 |  |  |  | 9426 | 755.2882 | [5 empty] | 9431 | 755.344
9427 | 755.248 |  |  |  | 9427 | 755.3123 | [5 empty] | 9432 | 755.368
9428 | 755.272 |  |  |  | 9428 | 755.3363 | [5 empty] | 9433 | 755.392
9429 | 755.296 |  |  |  | 9429 | 755.3604 | [5 empty] | 9434 | 755.416
9430 | 755.32 |  |  |  | 9430 | 755.3844 | [5 empty] | 9435 | 755.44
9431 | 755.344 |  |  |  | 9431 | 755.4085 | [5 empty] | 9436 | 755.464
9432 | 755.368 |  |  |  | 9432 | 755.4325 | [5 empty] | 9437 | 755.488
9433 | 755.392 |  |  |  | 9433 | 755.4565 | [5 empty] | 9438 | 755.512
9434 | 755.416 |  |  |  | 9434 | 755.4806 | [5 empty] | 9439 | 755.536
9435 | 755.44 |  |  |  | 9435 | 755.5046 | [5 empty] | 9440 | 755.56
9436 | 755.464 |  |  |  | 9436 | 755.5287 | [5 empty] | 9441 | 755.584
9437 | 755.488 |  |  |  | 9437 | 755.5527 | [5 empty] | 9442 | 755.608
9438 | 755.512 |  |  |  | 9438 | 755.5768 | [5 empty] | 9443 | 755.632
9439 | 755.536 |  |  |  | 9439 | 755.6008 | [5 empty] | 9444 | 755.656
9440 | 755.56 |  |  |  | 9440 | 755.6248 | [5 empty] | 9445 | 755.68
9441 | 755.584 |  |  |  | 9441 | 755.6489 | [5 empty] | 9446 | 755.704
9442 | 755.608 |  |  |  | 9442 | 755.6729 | [5 empty] | 9447 | 755.728
9443 | 755.632 |  |  |  | 9443 | 755.697 | [5 empty] | 9448 | 755.752
9444 | 755.656 |  |  |  | 9444 | 755.721 | [5 empty] | 9449 | 755.776
9445 | 755.68 |  |  |  | 9445 | 755.745 | [5 empty] | 9450 | 755.8
9446 | 755.704 |  |  |  | 9446 | 755.7691 | [5 empty] | 9451 | 755.824
9447 | 755.728 |  |  |  | 9447 | 755.7931 | [5 empty] | 9452 | 755.848
9448 | 755.752 |  |  |  | 9448 | 755.8172 | [5 empty] | 9453 | 755.872
9449 | 755.776 |  |  |  | 9449 | 755.8412 | [5 empty] | 9454 | 755.896
9450 | 755.8 |  |  |  | 9450 | 755.8653 | [5 empty] | 9455 | 755.92
9451 | 755.824 |  |  |  | 9451 | 755.8893 | [5 empty] | 9456 | 755.944
9452 | 755.848 |  |  |  | 9452 | 755.9133 | [5 empty] | 9457 | 755.968
9453 | 755.872 |  |  |  | 9453 | 755.9374 | [5 empty] | 9458 | 755.992
9454 | 755.896 |  |  |  | 9454 | 755.9614 | [5 empty] | 9459 | 756.016
9455 | 755.92 |  |  |  | 9455 | 755.9855 | [5 empty] | 9460 | 756.04
9456 | 755.944 |  |  |  | 9456 | 756.0095 | [5 empty] | 9461 | 756.064
9457 | 755.968 |  |  |  | 9457 | 756.0336 | [5 empty] | 9462 | 756.088
9458 | 755.992 |  |  |  | 9458 | 756.0576 | [5 empty] | 9463 | 756.112
9459 | 756.016 |  |  |  | 9459 | 756.0816 | [5 empty] | 9464 | 756.136
9460 | 756.04 |  |  |  | 9460 | 756.1057 | [5 empty] | 9465 | 756.16
9461 | 756.064 |  |  |  | 9461 | 756.1297 | [5 empty] | 9466 | 756.184
9462 | 756.088 |  |  |  | 9462 | 756.1538 | [5 empty] | 9467 | 756.208
9463 | 756.112 |  |  |  | 9463 | 756.1778 | [5 empty] | 9468 | 756.232
9464 | 756.136 |  |  |  | 9464 | 756.2018 | [5 empty] | 9469 | 756.256
9465 | 756.16 |  |  |  | 9465 | 756.2259 | [5 empty] | 9470 | 756.28
9466 | 756.184 |  |  |  | 9466 | 756.2499 | [5 empty] | 9471 | 756.304
9467 | 756.208 |  |  |  | 9467 | 756.274 | [5 empty] | 9472 | 756.328
9468 | 756.232 |  |  |  | 9468 | 756.298 | [5 empty] | 9473 | 756.352
9469 | 756.256 |  |  |  | 9469 | 756.3221 | [5 empty] | 9474 | 756.376
9470 | 756.28 |  |  |  | 9470 | 756.3461 | [5 empty] | 9475 | 756.4
9471 | 756.304 |  |  |  | 9471 | 756.3701 | [5 empty] | 9476 | 756.424
9472 | 756.328 |  |  |  | 9472 | 756.3942 | [5 empty] | 9477 | 756.448
9473 | 756.352 |  |  |  | 9473 | 756.4182 | [5 empty] | 9478 | 756.472
9474 | 756.376 |  |  |  | 9474 | 756.4423 | [5 empty] | 9479 | 756.496
9475 | 756.4 |  |  |  | 9475 | 756.4663 | [5 empty] | 9480 | 756.52
9476 | 756.424 |  |  |  | 9476 | 756.4904 | [5 empty] | 9481 | 756.544
9477 | 756.448 |  |  |  | 9477 | 756.5144 | [5 empty] | 9482 | 756.568
9478 | 756.472 |  |  |  | 9478 | 756.5384 | [5 empty] | 9483 | 756.592
9479 | 756.496 |  |  |  | 9479 | 756.5625 | [5 empty] | 9484 | 756.616
9480 | 756.52 |  |  |  | 9480 | 756.5865 | [5 empty] | 9485 | 756.64
9481 | 756.544 |  |  |  | 9481 | 756.6106 | [5 empty] | 9486 | 756.664
9482 | 756.568 |  |  |  | 9482 | 756.6346 | [5 empty] | 9487 | 756.688
9483 | 756.592 |  |  |  | 9483 | 756.6587 | [5 empty] | 9488 | 756.712
9484 | 756.616 |  |  |  | 9484 | 756.6827 | [5 empty] | 9489 | 756.736
9485 | 756.64 |  |  |  | 9485 | 756.7067 | [5 empty] | 9490 | 756.76
9486 | 756.664 |  |  |  | 9486 | 756.7308 | [5 empty] | 9491 | 756.784
9487 | 756.688 |  |  |  | 9487 | 756.7548 | [5 empty] | 9492 | 756.808
9488 | 756.712 |  |  |  | 9488 | 756.7789 | [5 empty] | 9493 | 756.832
9489 | 756.736 |  |  |  | 9489 | 756.8029 | [5 empty] | 9494 | 756.856
9490 | 756.76 |  |  |  | 9490 | 756.8269 | [5 empty] | 9495 | 756.88
9491 | 756.784 |  |  |  | 9491 | 756.851 | [5 empty] | 9496 | 756.904
9492 | 756.808 |  |  |  | 9492 | 756.875 | [5 empty] | 9497 | 756.928
9493 | 756.832 |  |  |  | 9493 | 756.8991 | [5 empty] | 9498 | 756.952
9494 | 756.856 |  |  |  | 9494 | 756.9231 | [5 empty] | 9499 | 756.976
9495 | 756.88 |  |  |  | 9495 | 756.9472 | [5 empty] | 9500 | 757
9496 | 756.904 |  |  |  | 9496 | 756.9712 | [5 empty] | 9501 | 757.024
9497 | 756.928 |  |  |  | 9497 | 756.9952 | [5 empty] | 9502 | 757.048
9498 | 756.952 |  |  |  | 9498 | 757.0193 | [5 empty] | 9503 | 757.072
9499 | 756.976 |  |  |  | 9499 | 757.0433 | [5 empty] | 9504 | 757.096
9500 | 757 |  |  |  | 9500 | 757.0674 | [5 empty] | 9505 | 757.12
9501 | 757.024 |  |  |  | 9501 | 757.0914 | [5 empty] | 9506 | 757.144
9502 | 757.048 |  |  |  | 9502 | 757.1155 | [5 empty] | 9507 | 757.168
9503 | 757.072 |  |  |  | 9503 | 757.1395 | [5 empty] | 9508 | 757.192
9504 | 757.096 |  |  |  | 9504 | 757.1635 | [5 empty] | 9509 | 757.216
9505 | 757.12 |  |  |  | 9505 | 757.1876 | [5 empty] | 9510 | 757.24
9506 | 757.144 |  |  |  | 9506 | 757.2116 | [5 empty] | 9511 | 757.264
9507 | 757.168 |  |  |  | 9507 | 757.2357 | [5 empty] | 9512 | 757.288
9508 | 757.192 |  |  |  | 9508 | 757.2597 | [5 empty] | 9513 | 757.312
9509 | 757.216 |  |  |  | 9509 | 757.2838 | [5 empty] | 9514 | 757.336
9510 | 757.24 |  |  |  | 9510 | 757.3078 | [5 empty] | 9515 | 757.36
9511 | 757.264 |  |  |  | 9511 | 757.3318 | [5 empty] | 9516 | 757.384
9512 | 757.288 |  |  |  | 9512 | 757.3559 | [5 empty] | 9517 | 757.408
9513 | 757.312 |  |  |  | 9513 | 757.3799 | [5 empty] | 9518 | 757.432
9514 | 757.336 |  |  |  | 9514 | 757.404 | [5 empty] | 9519 | 757.456
9515 | 757.36 |  |  |  | 9515 | 757.428 | [5 empty] | 9520 | 757.48
9516 | 757.384 |  |  |  | 9516 | 757.452 | [5 empty] | 9521 | 757.504
9517 | 757.408 |  |  |  | 9517 | 757.4761 | [5 empty] | 9522 | 757.528
9518 | 757.432 |  |  |  | 9518 | 757.5001 | [5 empty] | 9523 | 757.552
9519 | 757.456 |  |  |  | 9519 | 757.5242 | [5 empty] | 9524 | 757.576
9520 | 757.48 |  |  |  | 9520 | 757.5482 | [5 empty] | 9525 | 757.6
9521 | 757.504 |  |  |  | 9521 | 757.5723 | [5 empty] | 9526 | 757.624
9522 | 757.528 |  |  |  | 9522 | 757.5963 | [5 empty] | 9527 | 757.648
9523 | 757.552 |  |  |  | 9523 | 757.6203 | [5 empty] | 9528 | 757.672
9524 | 757.576 |  |  |  | 9524 | 757.6444 | [5 empty] | 9529 | 757.696
9525 | 757.6 |  |  |  | 9525 | 757.6684 | [5 empty] | 9530 | 757.72
9526 | 757.624 |  |  |  | 9526 | 757.6925 | [5 empty] | 9531 | 757.744
9527 | 757.648 |  |  |  | 9527 | 757.7165 | [5 empty] | 9532 | 757.768
9528 | 757.672 |  |  |  | 9528 | 757.7406 | [5 empty] | 9533 | 757.792
9529 | 757.696 |  |  |  | 9529 | 757.7646 | [5 empty] | 9534 | 757.816
9530 | 757.72 |  |  |  | 9530 | 757.7886 | [5 empty] | 9535 | 757.84
9531 | 757.744 |  |  |  | 9531 | 757.8127 | [5 empty] | 9536 | 757.864
9532 | 757.768 |  |  |  | 9532 | 757.8367 | [5 empty] | 9537 | 757.888
9533 | 757.792 |  |  |  | 9533 | 757.8608 | [5 empty] | 9538 | 757.912
9534 | 757.816 |  |  |  | 9534 | 757.8848 | [5 empty] | 9539 | 757.936
9535 | 757.84 |  |  |  | 9535 | 757.9089 | [5 empty] | 9540 | 757.96
9536 | 757.864 |  |  |  | 9536 | 757.9329 | [5 empty] | 9541 | 757.984
9537 | 757.888 |  |  |  | 9537 | 757.9569 | [5 empty] | 9542 | 758.008
9538 | 757.912 |  |  |  | 9538 | 757.981 | [5 empty] | 9543 | 758.032
9539 | 757.936 |  |  |  | 9539 | 758.005 | [5 empty] | 9544 | 758.056
9540 | 757.96 |  |  |  | 9540 | 758.0291 | [5 empty] | 9545 | 758.08
9541 | 757.984 |  |  |  | 9541 | 758.0531 | [5 empty] | 9546 | 758.104
9542 | 758.008 |  |  |  | 9542 | 758.0771 | [5 empty] | 9547 | 758.128
9543 | 758.032 |  |  |  | 9543 | 758.1012 | [5 empty] | 9548 | 758.152
9544 | 758.056 |  |  |  | 9544 | 758.1252 | [5 empty] | 9549 | 758.176
9545 | 758.08 |  |  |  | 9545 | 758.1493 | [5 empty] | 9550 | 758.2
9546 | 758.104 |  |  |  | 9546 | 758.1733 | [5 empty] | 9551 | 758.224
9547 | 758.128 |  |  |  | 9547 | 758.1974 | [5 empty] | 9552 | 758.248
9548 | 758.152 |  |  |  | 9548 | 758.2214 | [5 empty] | 9553 | 758.272
9549 | 758.176 |  |  |  | 9549 | 758.2454 | [5 empty] | 9554 | 758.296
9550 | 758.2 |  |  |  | 9550 | 758.2695 | [5 empty] | 9555 | 758.32
9551 | 758.224 |  |  |  | 9551 | 758.2935 | [5 empty] | 9556 | 758.344
9552 | 758.248 |  |  |  | 9552 | 758.3176 | [5 empty] | 9557 | 758.368
9553 | 758.272 |  |  |  | 9553 | 758.3416 | [5 empty] | 9558 | 758.392
9554 | 758.296 |  |  |  | 9554 | 758.3657 | [5 empty] | 9559 | 758.416
9555 | 758.32 |  |  |  | 9555 | 758.3897 | [5 empty] | 9560 | 758.44
9556 | 758.344 |  |  |  | 9556 | 758.4137 | [5 empty] | 9561 | 758.464
9557 | 758.368 |  |  |  | 9557 | 758.4378 | [5 empty] | 9562 | 758.488
9558 | 758.392 |  |  |  | 9558 | 758.4618 | [5 empty] | 9563 | 758.512
9559 | 758.416 |  |  |  | 9559 | 758.4859 | [5 empty] | 9564 | 758.536
9560 | 758.44 |  |  |  | 9560 | 758.5099 | [5 empty] | 9565 | 758.56
9561 | 758.464 |  |  |  | 9561 | 758.5339 | [5 empty] | 9566 | 758.584
9562 | 758.488 |  |  |  | 9562 | 758.558 | [5 empty] | 9567 | 758.608
9563 | 758.512 |  |  |  | 9563 | 758.582 | [5 empty] | 9568 | 758.632
9564 | 758.536 |  |  |  | 9564 | 758.6061 | [5 empty] | 9569 | 758.656
9565 | 758.56 |  |  |  | 9565 | 758.6301 | [5 empty] | 9570 | 758.68
9566 | 758.584 |  |  |  | 9566 | 758.6542 | [5 empty] | 9571 | 758.704
9567 | 758.608 |  |  |  | 9567 | 758.6782 | [5 empty] | 9572 | 758.728
9568 | 758.632 |  |  |  | 9568 | 758.7022 | [5 empty] | 9573 | 758.752
9569 | 758.656 |  |  |  | 9569 | 758.7263 | [5 empty] | 9574 | 758.776
9570 | 758.68 |  |  |  | 9570 | 758.7503 | [5 empty] | 9575 | 758.8
9571 | 758.704 |  |  |  | 9571 | 758.7744 | [5 empty] | 9576 | 758.824
9572 | 758.728 |  |  |  | 9572 | 758.7984 | [5 empty] | 9577 | 758.848
9573 | 758.752 |  |  |  | 9573 | 758.8225 | [5 empty] | 9578 | 758.872
9574 | 758.776 |  |  |  | 9574 | 758.8465 | [5 empty] | 9579 | 758.896
9575 | 758.8 |  |  |  | 9575 | 758.8705 | [5 empty] | 9580 | 758.92
9576 | 758.824 |  |  |  | 9576 | 758.8946 | [5 empty] | 9581 | 758.944
9577 | 758.848 |  |  |  | 9577 | 758.9186 | [5 empty] | 9582 | 758.968
9578 | 758.872 |  |  |  | 9578 | 758.9427 | [5 empty] | 9583 | 758.992
9579 | 758.896 |  |  |  | 9579 | 758.9667 | [5 empty] | 9584 | 759.016
9580 | 758.92 |  |  |  | 9580 | 758.9908 | [5 empty] | 9585 | 759.04
9581 | 758.944 |  |  |  | 9581 | 759.0148 | [5 empty] | 9586 | 759.064
9582 | 758.968 |  |  |  | 9582 | 759.0388 | [5 empty] | 9587 | 759.088
9583 | 758.992 |  |  |  | 9583 | 759.0629 | [5 empty] | 9588 | 759.112
9584 | 759.016 |  |  |  | 9584 | 759.0869 | [5 empty] | 9589 | 759.136
9585 | 759.04 |  |  |  | 9585 | 759.111 | [5 empty] | 9590 | 759.16
9586 | 759.064 |  |  |  | 9586 | 759.135 | [5 empty] | 9591 | 759.184
9587 | 759.088 |  |  |  | 9587 | 759.159 | [5 empty] | 9592 | 759.208
9588 | 759.112 |  |  |  | 9588 | 759.1831 | [5 empty] | 9593 | 759.232
9589 | 759.136 |  |  |  | 9589 | 759.2071 | [5 empty] | 9594 | 759.256
9590 | 759.16 |  |  |  | 9590 | 759.2312 | [5 empty] | 9595 | 759.28
9591 | 759.184 |  |  |  | 9591 | 759.2552 | [5 empty] | 9596 | 759.304
9592 | 759.208 |  |  |  | 9592 | 759.2793 | [5 empty] | 9597 | 759.328
9593 | 759.232 |  |  |  | 9593 | 759.3033 | [5 empty] | 9598 | 759.352
9594 | 759.256 |  |  |  | 9594 | 759.3273 | [5 empty] | 9599 | 759.376
9595 | 759.28 |  |  |  | 9595 | 759.3514 | [5 empty] | 9600 | 759.4
9596 | 759.304 |  |  |  | 9596 | 759.3754 | [5 empty] | 9601 | 759.424
9597 | 759.328 |  |  |  | 9597 | 759.3995 | [5 empty] | 9602 | 759.448
9598 | 759.352 |  |  |  | 9598 | 759.4235 | [5 empty] | 9603 | 759.472
9599 | 759.376 |  |  |  | 9599 | 759.4476 | [5 empty] | 9604 | 759.496
9600 | 759.4 |  |  |  | 9600 | 759.4716 | [5 empty] | 9605 | 759.52
9601 | 759.424 |  |  |  | 9601 | 759.4956 | [5 empty] | 9606 | 759.544
9602 | 759.448 |  |  |  | 9602 | 759.5197 | [5 empty] | 9607 | 759.568
9603 | 759.472 |  |  |  | 9603 | 759.5437 | [5 empty] | 9608 | 759.592
9604 | 759.496 |  |  |  | 9604 | 759.5678 | [5 empty] | 9609 | 759.616
9605 | 759.52 |  |  |  | 9605 | 759.5918 | [5 empty] | 9610 | 759.64
9606 | 759.544 |  |  |  | 9606 | 759.6159 | [5 empty] | 9611 | 759.664
9607 | 759.568 |  |  |  | 9607 | 759.6399 | [5 empty] | 9612 | 759.688
9608 | 759.592 |  |  |  | 9608 | 759.6639 | [5 empty] | 9613 | 759.712
9609 | 759.616 |  |  |  | 9609 | 759.688 | [5 empty] | 9614 | 759.736
9610 | 759.64 |  |  |  | 9610 | 759.712 | [5 empty] | 9615 | 759.76
9611 | 759.664 |  |  |  | 9611 | 759.7361 | [5 empty] | 9616 | 759.784
9612 | 759.688 |  |  |  | 9612 | 759.7601 | [5 empty] | 9617 | 759.808
9613 | 759.712 |  |  |  | 9613 | 759.7841 | [5 empty] | 9618 | 759.832
9614 | 759.736 |  |  |  | 9614 | 759.8082 | [5 empty] | 9619 | 759.856
9615 | 759.76 |  |  |  | 9615 | 759.8322 | [5 empty] | 9620 | 759.88
9616 | 759.784 |  |  |  | 9616 | 759.8563 | [5 empty] | 9621 | 759.904
9617 | 759.808 |  |  |  | 9617 | 759.8803 | [5 empty] | 9622 | 759.928
9618 | 759.832 |  |  |  | 9618 | 759.9044 | [5 empty] | 9623 | 759.952
9619 | 759.856 |  |  |  | 9619 | 759.9284 | [5 empty] | 9624 | 759.976
9620 | 759.88 |  |  |  | 9620 | 759.9524 | [5 empty] | 9625 | 760
9621 | 759.904 |  |  |  | 9621 | 759.9765 | [5 empty] | 9626 | 760.024
9622 | 759.928 |  |  |  | 9622 | 760.0005 | [5 empty] | 9627 | 760.048
9623 | 759.952 |  |  |  | 9623 | 760.0246 | [5 empty] | 9628 | 760.072
9624 | 759.976 |  |  |  | 9624 | 760.0486 | [5 empty] | 9629 | 760.096
9625 | 760 |  |  |  | 9625 | 760.0727 | [5 empty] | 9630 | 760.12
9626 | 760.024 |  |  |  | 9626 | 760.0967 | [5 empty] | 9631 | 760.144
9627 | 760.048 |  |  |  | 9627 | 760.1207 | [5 empty] | 9632 | 760.168
9628 | 760.072 |  |  |  | 9628 | 760.1448 | [5 empty] | 9633 | 760.192
9629 | 760.096 |  |  |  | 9629 | 760.1688 | [5 empty] | 9634 | 760.216
9630 | 760.12 |  |  |  | 9630 | 760.1929 | [5 empty] | 9635 | 760.24
9631 | 760.144 |  |  |  | 9631 | 760.2169 | [5 empty] | 9636 | 760.264
9632 | 760.168 |  |  |  | 9632 | 760.241 | [5 empty] | 9637 | 760.288
9633 | 760.192 |  |  |  | 9633 | 760.265 | [5 empty] | 9638 | 760.312
9634 | 760.216 |  |  |  | 9634 | 760.289 | [5 empty] | 9639 | 760.336
9635 | 760.24 |  |  |  | 9635 | 760.3131 | [5 empty] | 9640 | 760.36
9636 | 760.264 |  |  |  | 9636 | 760.3371 | [5 empty] | 9641 | 760.384
9637 | 760.288 |  |  |  | 9637 | 760.3612 | [5 empty] | 9642 | 760.408
9638 | 760.312 |  |  |  | 9638 | 760.3852 | [5 empty] | 9643 | 760.432
9639 | 760.336 |  |  |  | 9639 | 760.4092 | [5 empty] | 9644 | 760.456
9640 | 760.36 |  |  |  | 9640 | 760.4333 | [5 empty] | 9645 | 760.48
9641 | 760.384 |  |  |  | 9641 | 760.4573 | [5 empty] | 9646 | 760.504
9642 | 760.408 |  |  |  | 9642 | 760.4814 | [5 empty] | 9647 | 760.528
9643 | 760.432 |  |  |  | 9643 | 760.5054 | [5 empty] | 9648 | 760.552
9644 | 760.456 |  |  |  | 9644 | 760.5295 | [5 empty] | 9649 | 760.576
9645 | 760.48 |  |  |  | 9645 | 760.5535 | [5 empty] | 9650 | 760.6
9646 | 760.504 |  |  |  | 9646 | 760.5775 | [5 empty] | 9651 | 760.624
9647 | 760.528 |  |  |  | 9647 | 760.6016 | [5 empty] | 9652 | 760.648
9648 | 760.552 |  |  |  | 9648 | 760.6256 | [5 empty] | 9653 | 760.672
9649 | 760.576 |  |  |  | 9649 | 760.6497 | [5 empty] | 9654 | 760.696
9650 | 760.6 |  |  |  | 9650 | 760.6737 | [5 empty] | 9655 | 760.72
9651 | 760.624 |  |  |  | 9651 | 760.6978 | [5 empty] | 9656 | 760.744
9652 | 760.648 |  |  |  | 9652 | 760.7218 | [5 empty] | 9657 | 760.768
9653 | 760.672 |  |  |  | 9653 | 760.7458 | [5 empty] | 9658 | 760.792
9654 | 760.696 |  |  |  | 9654 | 760.7699 | [5 empty] | 9659 | 760.816
9655 | 760.72 |  |  |  | 9655 | 760.7939 | [5 empty] | 9660 | 760.84
9656 | 760.744 |  |  |  | 9656 | 760.818 | [5 empty] | 9661 | 760.864
9657 | 760.768 |  |  |  | 9657 | 760.842 | [5 empty] | 9662 | 760.888
9658 | 760.792 |  |  |  | 9658 | 760.8661 | [5 empty] | 9663 | 760.912
9659 | 760.816 |  |  |  | 9659 | 760.8901 | [5 empty] | 9664 | 760.936
9660 | 760.84 |  |  |  | 9660 | 760.9141 | [5 empty] | 9665 | 760.96
9661 | 760.864 |  |  |  | 9661 | 760.9382 | [5 empty] | 9666 | 760.984
9662 | 760.888 |  |  |  | 9662 | 760.9622 | [5 empty] | 9667 | 761.008
9663 | 760.912 |  |  |  | 9663 | 760.9863 | [5 empty] | 9668 | 761.032
9664 | 760.936 |  |  |  | 9664 | 761.0103 | [5 empty] | 9669 | 761.056
9665 | 760.96 |  |  |  | 9665 | 761.0343 | [5 empty] | 9670 | 761.08
9666 | 760.984 |  |  |  | 9666 | 761.0584 | [5 empty] | 9671 | 761.104
9667 | 761.008 |  |  |  | 9667 | 761.0824 | [5 empty] | 9672 | 761.128
9668 | 761.032 |  |  |  | 9668 | 761.1065 | [5 empty] | 9673 | 761.152
9669 | 761.056 |  |  |  | 9669 | 761.1305 | [5 empty] | 9674 | 761.176
9670 | 761.08 |  |  |  | 9670 | 761.1546 | [5 empty] | 9675 | 761.2
9671 | 761.104 |  |  |  | 9671 | 761.1786 | [5 empty] | 9676 | 761.224
9672 | 761.128 |  |  |  | 9672 | 761.2026 | [5 empty] | 9677 | 761.248
9673 | 761.152 |  |  |  | 9673 | 761.2267 | [5 empty] | 9678 | 761.272
9674 | 761.176 |  |  |  | 9674 | 761.2507 | [5 empty] | 9679 | 761.296
9675 | 761.2 |  |  |  | 9675 | 761.2748 | [5 empty] | 9680 | 761.32
9676 | 761.224 |  |  |  | 9676 | 761.2988 | [5 empty] | 9681 | 761.344
9677 | 761.248 |  |  |  | 9677 | 761.3229 | [5 empty] | 9682 | 761.368
9678 | 761.272 |  |  |  | 9678 | 761.3469 | [5 empty] | 9683 | 761.392
9679 | 761.296 |  |  |  | 9679 | 761.3709 | [5 empty] | 9684 | 761.416
9680 | 761.32 |  |  |  | 9680 | 761.395 | [5 empty] | 9685 | 761.44
9681 | 761.344 |  |  |  | 9681 | 761.419 | [5 empty] | 9686 | 761.464
9682 | 761.368 |  |  |  | 9682 | 761.4431 | [5 empty] | 9687 | 761.488
9683 | 761.392 |  |  |  | 9683 | 761.4671 | [5 empty] | 9688 | 761.512
9684 | 761.416 |  |  |  | 9684 | 761.4911 | [5 empty] | 9689 | 761.536
9685 | 761.44 |  |  |  | 9685 | 761.5152 | [5 empty] | 9690 | 761.56
9686 | 761.464 |  |  |  | 9686 | 761.5392 | [5 empty] | 9691 | 761.584
9687 | 761.488 |  |  |  | 9687 | 761.5633 | [5 empty] | 9692 | 761.608
9688 | 761.512 |  |  |  | 9688 | 761.5873 | [5 empty] | 9693 | 761.632
9689 | 761.536 |  |  |  | 9689 | 761.6114 | [5 empty] | 9694 | 761.656
9690 | 761.56 |  |  |  | 9690 | 761.6354 | [5 empty] | 9695 | 761.68
9691 | 761.584 |  |  |  | 9691 | 761.6594 | [5 empty] | 9696 | 761.704
9692 | 761.608 |  |  |  | 9692 | 761.6835 | [5 empty] | 9697 | 761.728
9693 | 761.632 |  |  |  | 9693 | 761.7075 | [5 empty] | 9698 | 761.752
9694 | 761.656 |  |  |  | 9694 | 761.7316 | [5 empty] | 9699 | 761.776
9695 | 761.68 |  |  |  | 9695 | 761.7556 | [5 empty] | 9700 | 761.8
9696 | 761.704 |  |  |  | 9696 | 761.7797 | [5 empty] | 9701 | 761.824
9697 | 761.728 |  |  |  | 9697 | 761.8037 | [5 empty] | 9702 | 761.848
9698 | 761.752 |  |  |  | 9698 | 761.8277 | [5 empty] | 9703 | 761.872
9699 | 761.776 |  |  |  | 9699 | 761.8518 | [5 empty] | 9704 | 761.896
9700 | 761.8 |  |  |  | 9700 | 761.8758 | [5 empty] | 9705 | 761.92
9701 | 761.824 |  |  |  | 9701 | 761.8999 | [5 empty] | 9706 | 761.944
9702 | 761.848 |  |  |  | 9702 | 761.9239 | [5 empty] | 9707 | 761.968
9703 | 761.872 |  |  |  | 9703 | 761.948 | [5 empty] | 9708 | 761.992
9704 | 761.896 |  |  |  | 9704 | 761.972 | [5 empty] | 9709 | 762.016
9705 | 761.92 |  |  |  | 9705 | 761.996 | [5 empty] | 9710 | 762.04
9706 | 761.944 |  |  |  | 9706 | 762.0201 | [5 empty] | 9711 | 762.064
9707 | 761.968 |  |  |  | 9707 | 762.0441 | [5 empty] | 9712 | 762.088
9708 | 761.992 |  |  |  | 9708 | 762.0682 | [5 empty] | 9713 | 762.112
9709 | 762.016 |  |  |  | 9709 | 762.0922 | [5 empty] | 9714 | 762.136
9710 | 762.04 |  |  |  | 9710 | 762.1162 | [5 empty] | 9715 | 762.16
9711 | 762.064 |  |  |  | 9711 | 762.1403 | [5 empty] | 9716 | 762.184
9712 | 762.088 |  |  |  | 9712 | 762.1643 | [5 empty] | 9717 | 762.208
9713 | 762.112 |  |  |  | 9713 | 762.1884 | [5 empty] | 9718 | 762.232
9714 | 762.136 |  |  |  | 9714 | 762.2124 | [5 empty] | 9719 | 762.256
9715 | 762.16 |  |  |  | 9715 | 762.2365 | [5 empty] | 9720 | 762.28
9716 | 762.184 |  |  |  | 9716 | 762.2605 | [5 empty] | 9721 | 762.304
9717 | 762.208 |  |  |  | 9717 | 762.2845 | [5 empty] | 9722 | 762.328
9718 | 762.232 |  |  |  | 9718 | 762.3086 | [5 empty] | 9723 | 762.352
9719 | 762.256 |  |  |  | 9719 | 762.3326 | [5 empty] | 9724 | 762.376
9720 | 762.28 |  |  |  | 9720 | 762.3567 | [5 empty] | 9725 | 762.4
9721 | 762.304 |  |  |  | 9721 | 762.3807 | [5 empty] | 9726 | 762.424
9722 | 762.328 |  |  |  | 9722 | 762.4048 | [5 empty] | 9727 | 762.448
9723 | 762.352 |  |  |  | 9723 | 762.4288 | [5 empty] | 9728 | 762.472
9724 | 762.376 |  |  |  | 9724 | 762.4528 | [5 empty] | 9729 | 762.496
9725 | 762.4 |  |  |  | 9725 | 762.4769 | [5 empty] | 9730 | 762.52
9726 | 762.424 |  |  |  | 9726 | 762.5009 | [5 empty] | 9731 | 762.544
9727 | 762.448 |  |  |  | 9727 | 762.525 | [5 empty] | 9732 | 762.568
9728 | 762.472 |  |  |  | 9728 | 762.549 | [5 empty] | 9733 | 762.592
9729 | 762.496 |  |  |  | 9729 | 762.5731 | [5 empty] | 9734 | 762.616
9730 | 762.52 |  |  |  | 9730 | 762.5971 | [5 empty] | 9735 | 762.64
9731 | 762.544 |  |  |  | 9731 | 762.6211 | [5 empty] | 9736 | 762.664
9732 | 762.568 |  |  |  | 9732 | 762.6452 | [5 empty] | 9737 | 762.688
9733 | 762.592 |  |  |  | 9733 | 762.6692 | [5 empty] | 9738 | 762.712
9734 | 762.616 |  |  |  | 9734 | 762.6933 | [5 empty] | 9739 | 762.736
9735 | 762.64 |  |  |  | 9735 | 762.7173 | [5 empty] | 9740 | 762.76
9736 | 762.664 |  |  |  | 9736 | 762.7413 | [5 empty] | 9741 | 762.784
9737 | 762.688 |  |  |  | 9737 | 762.7654 | [5 empty] | 9742 | 762.808
9738 | 762.712 |  |  |  | 9738 | 762.7894 | [5 empty] | 9743 | 762.832
9739 | 762.736 |  |  |  | 9739 | 762.8135 | [5 empty] | 9744 | 762.856
9740 | 762.76 |  |  |  | 9740 | 762.8375 | [5 empty] | 9745 | 762.88
9741 | 762.784 |  |  |  | 9741 | 762.8616 | [5 empty] | 9746 | 762.904
9742 | 762.808 |  |  |  | 9742 | 762.8856 | [5 empty] | 9747 | 762.928
9743 | 762.832 |  |  |  | 9743 | 762.9096 | [5 empty] | 9748 | 762.952
9744 | 762.856 |  |  |  | 9744 | 762.9337 | [5 empty] | 9749 | 762.976
9745 | 762.88 |  |  |  | 9745 | 762.9577 | [5 empty] | 9750 | 763
9746 | 762.904 |  |  |  | 9746 | 762.9818 | [5 empty] | 9751 | 763.024
9747 | 762.928 |  |  |  | 9747 | 763.0058 | [5 empty] | 9752 | 763.048
9748 | 762.952 |  |  |  | 9748 | 763.0299 | [5 empty] | 9753 | 763.072
9749 | 762.976 |  |  |  | 9749 | 763.0539 | [5 empty] | 9754 | 763.096
9750 | 763 |  |  |  | 9750 | 763.0779 | [5 empty] | 9755 | 763.12
9751 | 763.024 |  |  |  | 9751 | 763.102 | [5 empty] | 9756 | 763.144
9752 | 763.048 |  |  |  | 9752 | 763.126 | [5 empty] | 9757 | 763.168
9753 | 763.072 |  |  |  | 9753 | 763.1501 | [5 empty] | 9758 | 763.192
9754 | 763.096 |  |  |  | 9754 | 763.1741 | [5 empty] | 9759 | 763.216
9755 | 763.12 |  |  |  | 9755 | 763.1982 | [5 empty] | 9760 | 763.24
9756 | 763.144 |  |  |  | 9756 | 763.2222 | [5 empty] | 9761 | 763.264
9757 | 763.168 |  |  |  | 9757 | 763.2462 | [5 empty] | 9762 | 763.288
9758 | 763.192 |  |  |  | 9758 | 763.2703 | [5 empty] | 9763 | 763.312
9759 | 763.216 |  |  |  | 9759 | 763.2943 | [5 empty] | 9764 | 763.336
9760 | 763.24 |  |  |  | 9760 | 763.3184 | [5 empty] | 9765 | 763.36
9761 | 763.264 |  |  |  | 9761 | 763.3424 | [5 empty] | 9766 | 763.384
9762 | 763.288 |  |  |  | 9762 | 763.3664 | [5 empty] | 9767 | 763.408
9763 | 763.312 |  |  |  | 9763 | 763.3905 | [5 empty] | 9768 | 763.432
9764 | 763.336 |  |  |  | 9764 | 763.4145 | [5 empty] | 9769 | 763.456
9765 | 763.36 |  |  |  | 9765 | 763.4386 | [5 empty] | 9770 | 763.48
9766 | 763.384 |  |  |  | 9766 | 763.4626 | [5 empty] | 9771 | 763.504
9767 | 763.408 |  |  |  | 9767 | 763.4867 | [5 empty] | 9772 | 763.528
9768 | 763.432 |  |  |  | 9768 | 763.5107 | [5 empty] | 9773 | 763.552
9769 | 763.456 |  |  |  | 9769 | 763.5347 | [5 empty] | 9774 | 763.576
9770 | 763.48 |  |  |  | 9770 | 763.5588 | [5 empty] | 9775 | 763.6
9771 | 763.504 |  |  |  | 9771 | 763.5828 | [5 empty] | 9776 | 763.624
9772 | 763.528 |  |  |  | 9772 | 763.6069 | [5 empty] | 9777 | 763.648
9773 | 763.552 |  |  |  | 9773 | 763.6309 | [5 empty] | 9778 | 763.672
9774 | 763.576 |  |  |  | 9774 | 763.655 | [5 empty] | 9779 | 763.696
9775 | 763.6 |  |  |  | 9775 | 763.679 | [5 empty] | 9780 | 763.72
9776 | 763.624 |  |  |  | 9776 | 763.703 | [5 empty] | 9781 | 763.744
9777 | 763.648 |  |  |  | 9777 | 763.7271 | [5 empty] | 9782 | 763.768
9778 | 763.672 |  |  |  | 9778 | 763.7511 | [5 empty] | 9783 | 763.792
9779 | 763.696 |  |  |  | 9779 | 763.7752 | [5 empty] | 9784 | 763.816
9780 | 763.72 |  |  |  | 9780 | 763.7992 | [5 empty] | 9785 | 763.84
9781 | 763.744 |  |  |  | 9781 | 763.8232 | [5 empty] | 9786 | 763.864
9782 | 763.768 |  |  |  | 9782 | 763.8473 | [5 empty] | 9787 | 763.888
9783 | 763.792 |  |  |  | 9783 | 763.8713 | [5 empty] | 9788 | 763.912
9784 | 763.816 |  |  |  | 9784 | 763.8954 | [5 empty] | 9789 | 763.936
9785 | 763.84 |  |  |  | 9785 | 763.9194 | [5 empty] | 9790 | 763.96
9786 | 763.864 |  |  |  | 9786 | 763.9435 | [5 empty] | 9791 | 763.984
9787 | 763.888 |  |  |  | 9787 | 763.9675 | [5 empty] | 9792 | 764.008
9788 | 763.912 |  |  |  | 9788 | 763.9915 | [5 empty] | 9793 | 764.032
9789 | 763.936 |  |  |  | 9789 | 764.0156 | [5 empty] | 9794 | 764.056
9790 | 763.96 |  |  |  | 9790 | 764.0396 | [5 empty] | 9795 | 764.08
9791 | 763.984 |  |  |  | 9791 | 764.0637 | [5 empty] | 9796 | 764.104
9792 | 764.008 |  |  |  | 9792 | 764.0877 | [5 empty] | 9797 | 764.128
9793 | 764.032 |  |  |  | 9793 | 764.1118 | [5 empty] | 9798 | 764.152
9794 | 764.056 |  |  |  | 9794 | 764.1358 | [5 empty] | 9799 | 764.176
9795 | 764.08 |  |  |  | 9795 | 764.1598 | [5 empty] | 9800 | 764.2
9796 | 764.104 |  |  |  | 9796 | 764.1839 | [5 empty] | 9801 | 764.224
9797 | 764.128 |  |  |  | 9797 | 764.2079 | [5 empty] | 9802 | 764.248
9798 | 764.152 |  |  |  | 9798 | 764.232 | [5 empty] | 9803 | 764.272
9799 | 764.176 |  |  |  | 9799 | 764.256 | [5 empty] | 9804 | 764.296
9800 | 764.2 |  |  |  | 9800 | 764.2801 | [5 empty] | 9805 | 764.32
9801 | 764.224 |  |  |  | 9801 | 764.3041 | [5 empty] | 9806 | 764.344
9802 | 764.248 |  |  |  | 9802 | 764.3281 | [5 empty] | 9807 | 764.368
9803 | 764.272 |  |  |  | 9803 | 764.3522 | [5 empty] | 9808 | 764.392
9804 | 764.296 |  |  |  | 9804 | 764.3762 | [5 empty] | 9809 | 764.416
9805 | 764.32 |  |  |  | 9805 | 764.4003 | [5 empty] | 9810 | 764.44
9806 | 764.344 |  |  |  | 9806 | 764.4243 | [5 empty] | 9811 | 764.464
9807 | 764.368 |  |  |  | 9807 | 764.4483 | [5 empty] | 9812 | 764.488
9808 | 764.392 |  |  |  | 9808 | 764.4724 | [5 empty] | 9813 | 764.512
9809 | 764.416 |  |  |  | 9809 | 764.4964 | [5 empty] | 9814 | 764.536
9810 | 764.44 |  |  |  | 9810 | 764.5205 | [5 empty] | 9815 | 764.56
9811 | 764.464 |  |  |  | 9811 | 764.5445 | [5 empty] | 9816 | 764.584
9812 | 764.488 |  |  |  | 9812 | 764.5686 | [5 empty] | 9817 | 764.608
9813 | 764.512 |  |  |  | 9813 | 764.5926 | [5 empty] | 9818 | 764.632
9814 | 764.536 |  |  |  | 9814 | 764.6166 | [5 empty] | 9819 | 764.656
9815 | 764.56 |  |  |  | 9815 | 764.6407 | [5 empty] | 9820 | 764.68
9816 | 764.584 |  |  |  | 9816 | 764.6647 | [5 empty] | 9821 | 764.704
9817 | 764.608 |  |  |  | 9817 | 764.6888 | [5 empty] | 9822 | 764.728
9818 | 764.632 |  |  |  | 9818 | 764.7128 | [5 empty] | 9823 | 764.752
9819 | 764.656 |  |  |  | 9819 | 764.7369 | [5 empty] | 9824 | 764.776
9820 | 764.68 |  |  |  | 9820 | 764.7609 | [5 empty] | 9825 | 764.8
9821 | 764.704 |  |  |  | 9821 | 764.7849 | [5 empty] | 9826 | 764.824
9822 | 764.728 |  |  |  | 9822 | 764.809 | [5 empty] | 9827 | 764.848
9823 | 764.752 |  |  |  | 9823 | 764.833 | [5 empty] | 9828 | 764.872
9824 | 764.776 |  |  |  | 9824 | 764.8571 | [5 empty] | 9829 | 764.896
9825 | 764.8 |  |  |  | 9825 | 764.8811 | [5 empty] | 9830 | 764.92
9826 | 764.824 |  |  |  | 9826 | 764.9052 | [5 empty] | 9831 | 764.944
9827 | 764.848 |  |  |  | 9827 | 764.9292 | [5 empty] | 9832 | 764.968
9828 | 764.872 |  |  |  | 9828 | 764.9532 | [5 empty] | 9833 | 764.992
9829 | 764.896 |  |  |  | 9829 | 764.9773 | [5 empty] | 9834 | 765.016
9830 | 764.92 |  |  |  | 9830 | 765.0013 | [5 empty] | 9835 | 765.04
9831 | 764.944 |  |  |  | 9831 | 765.0254 | [5 empty] | 9836 | 765.064
9832 | 764.968 |  |  |  | 9832 | 765.0494 | [5 empty] | 9837 | 765.088
9833 | 764.992 |  |  |  | 9833 | 765.0734 | [5 empty] | 9838 | 765.112
9834 | 765.016 |  |  |  | 9834 | 765.0975 | [5 empty] | 9839 | 765.136
9835 | 765.04 |  |  |  | 9835 | 765.1215 | [5 empty] | 9840 | 765.16
9836 | 765.064 |  |  |  | 9836 | 765.1456 | [5 empty] | 9841 | 765.184
9837 | 765.088 |  |  |  | 9837 | 765.1696 | [5 empty] | 9842 | 765.208
9838 | 765.112 |  |  |  | 9838 | 765.1937 | [5 empty] | 9843 | 765.232
9839 | 765.136 |  |  |  | 9839 | 765.2177 | [5 empty] | 9844 | 765.256
9840 | 765.16 |  |  |  | 9840 | 765.2417 | [5 empty] | 9845 | 765.28
9841 | 765.184 |  |  |  | 9841 | 765.2658 | [5 empty] | 9846 | 765.304
9842 | 765.208 |  |  |  | 9842 | 765.2898 | [5 empty] | 9847 | 765.328
9843 | 765.232 |  |  |  | 9843 | 765.3139 | [5 empty] | 9848 | 765.352
9844 | 765.256 |  |  |  | 9844 | 765.3379 | [5 empty] | 9849 | 765.376
9845 | 765.28 |  |  |  | 9845 | 765.362 | [5 empty] | 9850 | 765.4
9846 | 765.304 |  |  |  | 9846 | 765.386 | [5 empty] | 9851 | 765.424
9847 | 765.328 |  |  |  | 9847 | 765.41 | [5 empty] | 9852 | 765.448
9848 | 765.352 |  |  |  | 9848 | 765.4341 | [5 empty] | 9853 | 765.472
9849 | 765.376 |  |  |  | 9849 | 765.4581 | [5 empty] | 9854 | 765.496
9850 | 765.4 |  |  |  | 9850 | 765.4822 | [5 empty] | 9855 | 765.52
9851 | 765.424 |  |  |  | 9851 | 765.5062 | [5 empty] | 9856 | 765.544
9852 | 765.448 |  |  |  | 9852 | 765.5303 | [5 empty] | 9857 | 765.568
9853 | 765.472 |  |  |  | 9853 | 765.5543 | [5 empty] | 9858 | 765.592
9854 | 765.496 |  |  |  | 9854 | 765.5783 | [5 empty] | 9859 | 765.616
9855 | 765.52 |  |  |  | 9855 | 765.6024 | [5 empty] | 9860 | 765.64
9856 | 765.544 |  |  |  | 9856 | 765.6264 | [5 empty] | 9861 | 765.664
9857 | 765.568 |  |  |  | 9857 | 765.6505 | [5 empty] | 9862 | 765.688
9858 | 765.592 |  |  |  | 9858 | 765.6745 | [5 empty] | 9863 | 765.712
9859 | 765.616 |  |  |  | 9859 | 765.6985 | [5 empty] | 9864 | 765.736
9860 | 765.64 |  |  |  | 9860 | 765.7226 | [5 empty] | 9865 | 765.76
9861 | 765.664 |  |  |  | 9861 | 765.7466 | [5 empty] | 9866 | 765.784
9862 | 765.688 |  |  |  | 9862 | 765.7707 | [5 empty] | 9867 | 765.808
9863 | 765.712 |  |  |  | 9863 | 765.7947 | [5 empty] | 9868 | 765.832
9864 | 765.736 |  |  |  | 9864 | 765.8188 | [5 empty] | 9869 | 765.856
9865 | 765.76 |  |  |  | 9865 | 765.8428 | [5 empty] | 9870 | 765.88
9866 | 765.784 |  |  |  | 9866 | 765.8668 | [5 empty] | 9871 | 765.904
9867 | 765.808 |  |  |  | 9867 | 765.8909 | [5 empty] | 9872 | 765.928
9868 | 765.832 |  |  |  | 9868 | 765.9149 | [5 empty] | 9873 | 765.952
9869 | 765.856 |  |  |  | 9869 | 765.939 | [5 empty] | 9874 | 765.976
9870 | 765.88 |  |  |  | 9870 | 765.963 | [5 empty] | 9875 | 766
9871 | 765.904 |  |  |  | 9871 | 765.9871 | [5 empty] | 9876 | 766.024
9872 | 765.928 |  |  |  | 9872 | 766.0111 | [5 empty] | 9877 | 766.048
9873 | 765.952 |  |  |  | 9873 | 766.0351 | [5 empty] | 9878 | 766.072
9874 | 765.976 |  |  |  | 9874 | 766.0592 | [5 empty] | 9879 | 766.096
9875 | 766 |  |  |  | 9875 | 766.0832 | [5 empty] | 9880 | 766.12
9876 | 766.024 |  |  |  | 9876 | 766.1073 | [5 empty] | 9881 | 766.144
9877 | 766.048 |  |  |  | 9877 | 766.1313 | [5 empty] | 9882 | 766.168
9878 | 766.072 |  |  |  | 9878 | 766.1554 | [5 empty] | 9883 | 766.192
9879 | 766.096 |  |  |  | 9879 | 766.1794 | [5 empty] | 9884 | 766.216
9880 | 766.12 |  |  |  | 9880 | 766.2034 | [5 empty] | 9885 | 766.24
9881 | 766.144 |  |  |  | 9881 | 766.2275 | [5 empty] | 9886 | 766.264
9882 | 766.168 |  |  |  | 9882 | 766.2515 | [5 empty] | 9887 | 766.288
9883 | 766.192 |  |  |  | 9883 | 766.2756 | [5 empty] | 9888 | 766.312
9884 | 766.216 |  |  |  | 9884 | 766.2996 | [5 empty] | 9889 | 766.336
9885 | 766.24 |  |  |  | 9885 | 766.3236 | [5 empty] | 9890 | 766.36
9886 | 766.264 |  |  |  | 9886 | 766.3477 | [5 empty] | 9891 | 766.384
9887 | 766.288 |  |  |  | 9887 | 766.3717 | [5 empty] | 9892 | 766.408
9888 | 766.312 |  |  |  | 9888 | 766.3958 | [5 empty] | 9893 | 766.432
9889 | 766.336 |  |  |  | 9889 | 766.4198 | [5 empty] | 9894 | 766.456
9890 | 766.36 |  |  |  | 9890 | 766.4439 | [5 empty] | 9895 | 766.48
9891 | 766.384 |  |  |  | 9891 | 766.4679 | [5 empty] | 9896 | 766.504
9892 | 766.408 |  |  |  | 9892 | 766.4919 | [5 empty] | 9897 | 766.528
9893 | 766.432 |  |  |  | 9893 | 766.516 | [5 empty] | 9898 | 766.552
9894 | 766.456 |  |  |  | 9894 | 766.54 | [5 empty] | 9899 | 766.576
9895 | 766.48 |  |  |  | 9895 | 766.5641 | [5 empty] | 9900 | 766.6
9896 | 766.504 |  |  |  | 9896 | 766.5881 | [5 empty] | 9901 | 766.624
9897 | 766.528 |  |  |  | 9897 | 766.6122 | [5 empty] | 9902 | 766.648
9898 | 766.552 |  |  |  | 9898 | 766.6362 | [5 empty] | 9903 | 766.672
9899 | 766.576 |  |  |  | 9899 | 766.6602 | [5 empty] | 9904 | 766.696
9900 | 766.6 |  |  |  | 9900 | 766.6843 | [5 empty] | 9905 | 766.72
9901 | 766.624 |  |  |  | 9901 | 766.7083 | [5 empty] | 9906 | 766.744
9902 | 766.648 |  |  |  | 9902 | 766.7324 | [5 empty] | 9907 | 766.768
9903 | 766.672 |  |  |  | 9903 | 766.7564 | [5 empty] | 9908 | 766.792
9904 | 766.696 |  |  |  | 9904 | 766.7804 | [5 empty] | 9909 | 766.816
9905 | 766.72 |  |  |  | 9905 | 766.8045 | [5 empty] | 9910 | 766.84
9906 | 766.744 |  |  |  | 9906 | 766.8285 | [5 empty] | 9911 | 766.864
9907 | 766.768 |  |  |  | 9907 | 766.8526 | [5 empty] | 9912 | 766.888
9908 | 766.792 |  |  |  | 9908 | 766.8766 | [5 empty] | 9913 | 766.912
9909 | 766.816 |  |  |  | 9909 | 766.9007 | [5 empty] | 9914 | 766.936
9910 | 766.84 |  |  |  | 9910 | 766.9247 | [5 empty] | 9915 | 766.96
9911 | 766.864 |  |  |  | 9911 | 766.9487 | [5 empty] | 9916 | 766.984
9912 | 766.888 |  |  |  | 9912 | 766.9728 | [5 empty] | 9917 | 767.008
9913 | 766.912 |  |  |  | 9913 | 766.9968 | [5 empty] | 9918 | 767.032
9914 | 766.936 |  |  |  | 9914 | 767.0209 | [5 empty] | 9919 | 767.056
9915 | 766.96 |  |  |  | 9915 | 767.0449 | [5 empty] | 9920 | 767.08
9916 | 766.984 |  |  |  | 9916 | 767.069 | [5 empty] | 9921 | 767.104
9917 | 767.008 |  |  |  | 9917 | 767.093 | [5 empty] | 9922 | 767.128
9918 | 767.032 |  |  |  | 9918 | 767.117 | [5 empty] | 9923 | 767.152
9919 | 767.056 |  |  |  | 9919 | 767.1411 | [5 empty] | 9924 | 767.176
9920 | 767.08 |  |  |  | 9920 | 767.1651 | [5 empty] | 9925 | 767.2
9921 | 767.104 |  |  |  | 9921 | 767.1892 | [5 empty] | 9926 | 767.224
9922 | 767.128 |  |  |  | 9922 | 767.2132 | [5 empty] | 9927 | 767.248
9923 | 767.152 |  |  |  | 9923 | 767.2373 | [5 empty] | 9928 | 767.272
9924 | 767.176 |  |  |  | 9924 | 767.2613 | [5 empty] | 9929 | 767.296
9925 | 767.2 |  |  |  | 9925 | 767.2853 | [5 empty] | 9930 | 767.32
9926 | 767.224 |  |  |  | 9926 | 767.3094 | [5 empty] | 9931 | 767.344
9927 | 767.248 |  |  |  | 9927 | 767.3334 | [5 empty] | 9932 | 767.368
9928 | 767.272 |  |  |  | 9928 | 767.3575 | [5 empty] | 9933 | 767.392
9929 | 767.296 |  |  |  | 9929 | 767.3815 | [5 empty] | 9934 | 767.416
9930 | 767.32 |  |  |  | 9930 | 767.4055 | [5 empty] | 9935 | 767.44
9931 | 767.344 |  |  |  | 9931 | 767.4296 | [5 empty] | 9936 | 767.464
9932 | 767.368 |  |  |  | 9932 | 767.4536 | [5 empty] | 9937 | 767.488
9933 | 767.392 |  |  |  | 9933 | 767.4777 | [5 empty] | 9938 | 767.512
9934 | 767.416 |  |  |  | 9934 | 767.5017 | [5 empty] | 9939 | 767.536
9935 | 767.44 |  |  |  | 9935 | 767.5258 | [5 empty] | 9940 | 767.56
9936 | 767.464 |  |  |  | 9936 | 767.5498 | [5 empty] | 9941 | 767.584
9937 | 767.488 |  |  |  | 9937 | 767.5738 | [5 empty] | 9942 | 767.608
9938 | 767.512 |  |  |  | 9938 | 767.5979 | [5 empty] | 9943 | 767.632
9939 | 767.536 |  |  |  | 9939 | 767.6219 | [5 empty] | 9944 | 767.656
9940 | 767.56 |  |  |  | 9940 | 767.646 | [5 empty] | 9945 | 767.68
9941 | 767.584 |  |  |  | 9941 | 767.67 | [5 empty] | 9946 | 767.704
9942 | 767.608 |  |  |  | 9942 | 767.6941 | [5 empty] | 9947 | 767.728
9943 | 767.632 |  |  |  | 9943 | 767.7181 | [5 empty] | 9948 | 767.752
9944 | 767.656 |  |  |  | 9944 | 767.7421 | [5 empty] | 9949 | 767.776
9945 | 767.68 |  |  |  | 9945 | 767.7662 | [5 empty] | 9950 | 767.8
9946 | 767.704 |  |  |  | 9946 | 767.7902 | [5 empty] | 9951 | 767.824
9947 | 767.728 |  |  |  | 9947 | 767.8143 | [5 empty] | 9952 | 767.848
9948 | 767.752 |  |  |  | 9948 | 767.8383 | [5 empty] | 9953 | 767.872
9949 | 767.776 |  |  |  | 9949 | 767.8624 | [5 empty] | 9954 | 767.896
9950 | 767.8 |  |  |  | 9950 | 767.8864 | [5 empty] | 9955 | 767.92
9951 | 767.824 |  |  |  | 9951 | 767.9104 | [5 empty] | 9956 | 767.944
9952 | 767.848 |  |  |  | 9952 | 767.9345 | [5 empty] | 9957 | 767.968
9953 | 767.872 |  |  |  | 9953 | 767.9585 | [5 empty] | 9958 | 767.992
9954 | 767.896 |  |  |  | 9954 | 767.9826 | [5 empty] | 9959 | 768.016
9955 | 767.92 |  |  |  | 9955 | 768.0066 | [5 empty] | 9960 | 768.04
9956 | 767.944 |  |  |  | 9956 | 768.0306 | [5 empty] | 9961 | 768.064
9957 | 767.968 |  |  |  | 9957 | 768.0547 | [5 empty] | 9962 | 768.088
9958 | 767.992 |  |  |  | 9958 | 768.0787 | [5 empty] | 9963 | 768.112
9959 | 768.016 |  |  |  | 9959 | 768.1028 | [5 empty] | 9964 | 768.136
9960 | 768.04 |  |  |  | 9960 | 768.1268 | [5 empty] | 9965 | 768.16
9961 | 768.064 |  |  |  | 9961 | 768.1509 | [5 empty] | 9966 | 768.184
9962 | 768.088 |  |  |  | 9962 | 768.1749 | [5 empty] | 9967 | 768.208
9963 | 768.112 |  |  |  | 9963 | 768.1989 | [5 empty] | 9968 | 768.232
9964 | 768.136 |  |  |  | 9964 | 768.223 | [5 empty] | 9969 | 768.256
9965 | 768.16 |  |  |  | 9965 | 768.247 | [5 empty] | 9970 | 768.28
9966 | 768.184 |  |  |  | 9966 | 768.2711 | [5 empty] | 9971 | 768.304
9967 | 768.208 |  |  |  | 9967 | 768.2951 | [5 empty] | 9972 | 768.328
9968 | 768.232 |  |  |  | 9968 | 768.3192 | [5 empty] | 9973 | 768.352
9969 | 768.256 |  |  |  | 9969 | 768.3432 | [5 empty] | 9974 | 768.376
9970 | 768.28 |  |  |  | 9970 | 768.3672 | [5 empty] | 9975 | 768.4
9971 | 768.304 |  |  |  | 9971 | 768.3913 | [5 empty] | 9976 | 768.424
9972 | 768.328 |  |  |  | 9972 | 768.4153 | [5 empty] | 9977 | 768.448
9973 | 768.352 |  |  |  | 9973 | 768.4394 | [5 empty] | 9978 | 768.472
9974 | 768.376 |  |  |  | 9974 | 768.4634 | [5 empty] | 9979 | 768.496
9975 | 768.4 |  |  |  | 9975 | 768.4875 | [5 empty] | 9980 | 768.52
9976 | 768.424 |  |  |  | 9976 | 768.5115 | [5 empty] | 9981 | 768.544
9977 | 768.448 |  |  |  | 9977 | 768.5355 | [5 empty] | 9982 | 768.568
9978 | 768.472 |  |  |  | 9978 | 768.5596 | [5 empty] | 9983 | 768.592
9979 | 768.496 |  |  |  | 9979 | 768.5836 | [5 empty] | 9984 | 768.616
9980 | 768.52 |  |  |  | 9980 | 768.6077 | [5 empty] | 9985 | 768.64
9981 | 768.544 |  |  |  | 9981 | 768.6317 | [5 empty] | 9986 | 768.664
9982 | 768.568 |  |  |  | 9982 | 768.6557 | [5 empty] | 9987 | 768.688
9983 | 768.592 |  |  |  | 9983 | 768.6798 | [5 empty] | 9988 | 768.712
9984 | 768.616 |  |  |  | 9984 | 768.7038 | [5 empty] | 9989 | 768.736
9985 | 768.64 |  |  |  | 9985 | 768.7279 | [5 empty] | 9990 | 768.76
9986 | 768.664 |  |  |  | 9986 | 768.7519 | [5 empty] | 9991 | 768.784
9987 | 768.688 |  |  |  | 9987 | 768.776 | [5 empty] | 9992 | 768.808
9988 | 768.712 |  |  |  | 9988 | 768.8 | [5 empty] | 9993 | 768.832
9989 | 768.736 |  |  |  | 9989 | 768.824 | [5 empty] | 9994 | 768.856
9990 | 768.76 |  |  |  | 9990 | 768.8481 | [5 empty] | 9995 | 768.88
9991 | 768.784 |  |  |  | 9991 | 768.8721 | [5 empty] | 9996 | 768.904
9992 | 768.808 |  |  |  | 9992 | 768.8962 | [5 empty] | 9997 | 768.928
9993 | 768.832 |  |  |  | 9993 | 768.9202 | [5 empty] | 9998 | 768.952
9994 | 768.856 |  |  |  | 9994 | 768.9443 | [5 empty] | 9999 | 768.976
9995 | 768.88 |  |  |  | 9995 | 768.9683 | [5 empty] | 10000 | 769
9996 | 768.904 |  |  |  | 9996 | 768.9923
9997 | 768.928 |  |  |  | 9997 | 769.0164
9998 | 768.952 |  |  |  | 9998 | 769.0404
9999 | 768.976 |  |  |  | 9999 | 769.0645
10000 | 769 |  |  |  | 10000 | 769.0885